## COVER
DETAILED ESTIMATE
( AS PER PWD SSR 2022-23)
FOR
MALLESHWAR AGRO PRODUCER COMPANY LIMITED
TOTAL AMOUNT (Rs.) = 167.88 LAKHS
* NAME OF WORK *
PROPOSED CONSTRUCTION OF WAREHOUSE SHED FOE MALLESHWAR AGRO PRODUCER CO LTD IN SY NO. 88/2 AT POST SHELGAON, TQ. CHAKUR, DIST. LATUR.
CONSULTANT

## RECAP
MALLESHWAR AGRO PRODUCER COMPANY LIMITED AT SHELGAON, TQ. CHAKUR, DIST. LATUR.
NAME OF WORK :- PROPOSED CONSTRUCTION OF WAREHOUSE SHED FOE MALLESHWAR AGRO PRODUCER CO LTD IN SY NO. 88/2 AT POST SHELGAON, TQ. CHAKUR, DIST. LATUR.
CAPACITY OF GODOWN :- 1680 MT METRIC TONNS
RECAPULATION SHEET
Sr. | Particulars | AREA | UNIT | AMOUNT(Rs.) | Rate per MT ( Rs.) | Rate per unit (Rs.)
S.W. I | W.H. Building 1/1680 MT | 943.6548 | SQ.MTR | 9176912 | 5462.4476 | 9724.8613
| Above Plinth (PEB WH Structure) | 943.6548 | SQ.MTR | 3736330.2178 | 2224.0061 | 3959.4248
S.W. II | Internal Roads |  |  | 1514220.4387
S.W. III | Eletrification |  |  | 190802.85
S.W. IV | Royalty Charges |  |  | 304753.5435
S.W. V | Material lab testing charges |  |  | 23525
| Total |  |  | 14923019.05 | 8882.7494 | 15814.0657
| Add 12% GST |  |  | 1790762.286
| Add 0.50 % Labour Insurance |  |  | 74615.0953
| Grand Total |  |  | 16788396.4313 | 9993.0931 | 17790.824

## MTS
NAME OF WORK :- PROPOSED CONSTRUCTION OF WAREHOUSE SHED FOE MALLESHWAR AGRO PRODUCER CO LTD IN SY NO. 88/2 AT POST SHELGAON, TQ. CHAKUR, DIST. LATUR.
MEASUREMENT SHEET
SR. NO. | DESCRIPTION OF ITEM | NO. | L | B | D | QTY.
PART A : CIVIL WORK
1 | Excavation for foundation in earth, soil of all types, sand, gravel and soft murum, including removing the excavated material up to a distance of 50 m. beyond the building area & stacking and spreading as directed, dewatering, preparing the bed for the foundation and necessary back filling, ramming, watering including shoring and strutting etc. complete. (Lift upto 1.5 m.) By Mechanical Means
( S.S.R. OF 2022-23 I.No. 21.02 P.No. 153)
| COLUMN C1 | 4 | 2 | 2.2 | 1.5 | 26.4
| COLUMN C2 | 10 | 1.8 | 2 | 1.5 | 54
| COLUMN C3 | 4 | 1.6 | 1.8 | 1.5 | 17.28
| FOR PLATFORM | 8 | 1.6 | 1.6 | 1.5 | 30.72
| FOR DRAINAGE | 1 | 131.12 | 0.76 | 0.4 | 39.8605
| FOR PLINTH PROTECTION | 1 | 131.12 | 0.9 | 0.4 | 47.2032
|  | TOTAL QUANTITY |  |  |  | 215.4637
Cu.M.
2 | Excavation for foundation in hard murum including removing the excavated material upto distance of 50 metres beyond the building area and stacking and spreading as directed, dewatering, preparing the bed for the foundation and necessary back filling, ramming, watering including shoring and strutting etc. complete. (Lift upto 1.50 m) By Mechanical Means
( S.S.R. I.No. 21.06 P.No. 153 )
| COLUMN C1 | 4 | 2 | 2.2 | 0.6 | 10.56
| COLUMN C2 | 10 | 1.8 | 2 | 0.6 | 21.6
| COLUMN C3 | 4 | 1.6 | 1.8 | 0.6 | 6.912
| FOR PLATFORM | 8 | 1.6 | 1.6 | 0.6 | 12.288
|  | TOTAL QUANTITY |  |  |  | 51.36
Cu.M.
3 | Providing and laying Cast in situ/Ready Mix cement concrete in M-10 of trap/ granite/ quartzite/ gneiss metal for foundation and bedding including bailing out water, formwork, laying/pumping, compacting, roughening them if special finish is to be provided, finishing if required and curing complete, with fully automatic micro processor based PLC with SCADA enabled reversible Drum Type mixer/concrete Batch mix plant (Pan mixer) etc. complete. With fine aggregate (Natural Sand / Crushed sand VSI Grade finely washed etc)
(S. e-S.S.R. I.No. 24.01 P.No. 175 )
| COLUMN C1 | 4 | 2 | 2.2 | 0.15 | 2.64
| COLUMN C2 | 10 | 1.8 | 2 | 0.15 | 5.4
| COLUMN C3 | 4 | 1.6 | 1.8 | 0.15 | 1.728
| FOR PLATFORM | 8 | 1.6 | 1.6 | 0.15 | 3.072
| FOR GODOWN BEAM | 1 | 131.12 | 0.53 | 0.15 | 10.424
| FOR GODOWN, | 1 | 44.22 | 21.34 | 0.1 | 94.3655
| FOR DRAINAGE | 1 | 131.12 | 0.76 | 0.1 | 9.9651
| FOR PLINTH PROTECTION | 1 | 131.12 | 0.9 | 0.1 | 11.8008
|  | TOTAL QUANTITY |  |  |  | 139.3954
Cu.M.
4 | Providing and laying Cast in situ/Ready Mix cement concrete M-25 of trap /granite/quartzite/ gneiss metal for R.C.C. work in foundations like raft, strip foundations, grillage and footings of R.C.C. columns and steel stanchions etc. including bailing out water, Steel centering, formwork ,cover blocks, laying/ pumping, compaction and curing roughening the surface if special finish is to be provided (Excluding reinforcement and structural steel) etc. complete, with fully automatic micro processor based PLC with SCADA enabled reversible Drum Type mixer/ concrete Batch mix plant (Pan mixer) etc. complete. With fine aggregate (Crushed sand VSI Grade)
( S- S.S.R. I.No. 25.13, P.No. 178)
| COLUMN C1 | 4 | 1.8 | 2 | 0.45 | 6.48
| COLUMN C2 | 10 | 1.6 | 1.8 | 0.45 | 12.96
| COLUMN C3 | 4 | 1.4 | 1.6 | 0.45 | 4.032
| FOR PLATFORM | 8 | 1.4 | 1.4 | 0.3 | 4.704
|  | TOTAL QUANTITY |  |  |  | 28.176
Cu.M.
5 | Providing and laying Cast in situ/Ready Mix cement concrete M-25 of trap / granite /quartzite/ gneiss metal for R.C.C. columns as per detailed designs and drawings or as directed including steel centering, formwork, cover blocks, laying/pumping, compaction finishing the formed surfaces with cement mortar 1:3 of sufficient minimum thickness to give a smooth and even surface or roughening if special finish is to be provided and curing etc. complete,(Excluding reinforcement and structural steel).with fully automatic micro processor based PLC with SCADA enabled reversible Drum Type mixer/ concrete Batch mix plant (Pan mixer) etc. complete. With fine aggregate (Crushed sand VSI Grade)
( S- S.S.R. I.No. 25.33, P.No. 180)
FOR COLUMN FOOTING TO PLINTH
| COLUMN C1 | 4 | 0.63 | 0.58 | 2.7 | 3.9463
| COLUMN C2 | 10 | 0.63 | 0.35 | 2.7 | 5.9535
| COLUMN C3 | 4 | 0.58 | 0.3 | 2.7 | 1.8792
| FOR PLATFORM | 8 | 0.3 | 0.45 | 2.85 | 3.078
| FOR SHUTTER COLUMN | 8 | 0.23 | 0.3 | 4 | 2.208
| FOR COLUMN ABOVE PLINTH | 18 | 0.23 | 0.3 | 3 | 3.726
|  | TOTAL QUANTITY |  |  |  | 20.791
Cu.M.
6 | Providing and laying Cast in situ/Ready Mix cement concrete in M-25 of trap/ granite/ quartzite/ gneiss metal for R.C.C. beams and lintels as per detailed designs and drawings or as directed including steel centering, formwork, cover blocks, laying/pumping, compactionand roughening the surface if special finish is to be provided and curing etc. complete. (Excluding reinforcement and structural steel).with fully automatic micro processor based PLC with SCADA enabled reversible Drum Type mixer/ concrete Batch mix plant (Pan mixer) etc. complete. With fine aggregate (Crushed sand VSI Grade)
( S- S.S.R. I.No. 25.52, P.No. 181)
GROUND LEVEL
| LONG WALL | 2 | 44.22 | 0.23 | 0.45 | 9.154
| SHORT WALL | 2 | 21.34 | 0.23 | 0.45 | 4.417
PLINTH LEVEL
| LONG WALL | 2 | 44.22 | 0.23 | 0.15 | 3.051
| SHORT WALL | 2 | 21.34 | 0.23 | 0.15 | 1.472
ADD FOR LINTEL LEVEL
| LONG WALL | 2 | 44.22 | 0.23 | 0.15 | 3.051
| SHORT WALL | 2 | 21.34 | 0.23 | 0.15 | 1.472
ADD TOP BRACING LEVEL
| LONG WALL | 2 | 44.22 | 0.23 | 0.15 | 3.051
| SHORT WALL | 2 | 21.34 | 0.23 | 0.15 | 1.472
|  | TOTAL QUANTITY |  |  |  | 27.14
Cu.M.
7 | Providing and laying Cast in situ/Ready Mix cement concrete M-25 of trap/ granite / quartzite/ gneiss metal for R.C.C. slabs and landings as per detailed designs and drawings including steel centering, formwork, cover blocks, laying/pumping, compaction finishing the formed surfaces with cement mortar 1:3 of sufficient minimum thickness to give a smooth and even surface or roughening if special finish is to be provided and curing etc. complete,(Excluding reinforcement and structural steel).with fully automatic micro processor based PLC with SCADA enabled reversible Drum Type mixer/ concrete Batch mix plant (Pan mixer) etc. complete. With fine aggregate (Crushed sand VSI Grade)
( S.S.R. I.No. 25.72, P.No. 182)
| PLATFORM SLAB | 4 | 8.15 | 1.2 | 0.1 | 3.912
| FOR PLINTH PROTECTION | 1 | 131.12 | 0.9 | 0.1 | 11.8008
|  | TOTAL QUANTITY |  |  |  | 15.7128
Cu.M.
8 | Providing and laying Cast in situ/Ready Mixcement concrete M-25 of trap/ granite/ quartzite/ gneiss metal for R.C.C. chajja as per detailed design and drawings including steel centering, formwork, cover blocks, laying/pumping, compacting and roughening the surface if special finish is to be provided and curing complete. (Excluding reinforcement and structural steel). with fully automatic micro processor based PLC with SCADA enabled reversible Drum Type mixer/ concrete Batch mix plant (Pan mixer) etc. complete. With fine aggregate (Crushed sand VSI Grade)
(S.S.R.I.No. 26.07, P.No. 184 )
| VENTILATOR CHAJJA, | 34 | 1.8 | 0.45 | 0.1 | 2.754
|  | TOTAL QUANTITY |  |  |  | 2.754
Cu.M.
9 | Providing and fixing in position TMT-FE-500 bar reinforcement of various diameters for R.C.C .pile caps, footings, foundations, slabs,beams, columns ,canopies, staircase, newels,chajjas, lintels, pardis, copings, fins,arches etc. as per detailed designs, drawings and schedules. including cutting, bending, hooking the bars, binding with wires or tack welding and supporting as required complete
( S.S.R. I.No.26.33, P.No. 188)
| Footing | 28.176 | cum. @ | 100 | kg/cum | 2817.6
| Column | 20.791 | cum. @ | 100 | kg/cum | 2079.102
| Beam | 27.14 | cum. @ | 100 | kg/cum | 2714
| Chajja | 2.754 | cum. @ | 100 | kg/cum | 275.4
| Slab | 15.7128 | cum. @ | 100 | kg/cum | 1571.28
| Trimix | 188.731 | cum. @ | 50 | kg/cum | 9436.548
[5 empty] | TOTAL | 18893.93
KG
|  | TOTAL QUANTITY |  |  |  | 18.8939
M.T.
10 | Providing soling using 80mm. size trap metal in 15cm. layer including filling voids with crused sand/grit, ramming, watering etc. complete. Spec. no. As directed by Engineer in charge .
( S.S.R. I.No.21.40 P.No. 157)
| BELOW FLOORING | 1 | 44.22 | 21.34 | 0.15 | 141.548
| FOR PLINTH PROTECTION | 1 | 131.12 | 0.9 | 0.2 | 23.6016
|  | TOTAL QUANTITY |  |  |  | 165.15
CUM
11 | Filling in plinth and floors with contractors material/ brought from out side and approved by Engineer incharge in layers of 15 cm to 20 cm including watering and compaction etc. Complete (Spec.No.Bd.A.11 page No.263)
(S.S.R.I.No. 21.37, P.No. 157 )
| BELOW FLOORING | 1 | 44.22 | 21.34 | 0.75 | 707.741
|  | TOTAL QUANTITY |  |  |  | 707.741
Cu.M.
12 | Providing masonry with conventional / Indian Standard type bricks in cement mortar 1:6 in foundation and plinth of inner walls / in plinth of external walls including bailing out water manually, striking joints on unexposed faces, raking out joints on exposed faces and watering complete. (Spec.No.Bd.G.1 page No.313)
(S.S.R.I.No. 27.01, P.No.197)
| LONG WALL | 2 | 44.22 | 0.23 | 0.6 | 12.2047
| SHORT WALL | 2 | 21.34 | 0.23 | 0.6 | 5.8898
| FOR DRAINAGE | 2 | 131.12 | 0.23 | 0.3 | 18.0946
|  | TOTAL QUANTITY |  |  |  | 36.189
Cu.M.
13 | Providing masonry with conventional / Indian Standard type bricks in cement mortar 1:6 in superstructure including striking joints, raking out joints, watering and scaffolding complete. (Spec.No.Bd.G.5 page No.315)
(S.S.R.I.No. 27.05, P.No. 197 )
| LONG WALL | 2 | 44.22 | 0.23 | 3 | 61.024
| SHORT WALL | 2 | 21.34 | 0.23 | 3 | 29.449
|  | TOTAL QUANTITY |  |  |  | 90.473
Cu.M.
14 | Providing internal cement plaster 6 mm thick in a single coat in cement mortar 1:4 without neeru finish to concrete surface in all positions including scaffolding and curing etc. complete. Spe. No. :Bd.L.1 Page
(S.S.R.I.No. 32.01, P.No. 209)
| FOR CHAJJAS (TOP & BOTTOM) | 68 | 1.8 |  | 0.45 | 55.08
| FOR CHAJJAS (SIDE) | 68 | 0.45 |  | 0.1 | 3.06
|  | TOTAL QUANTITY |  |  |  | 55.08
Sq.M.
15 | Providing internal cement plaster 20 mm thick in single coat in cement mortar 1:5 without neeru finish to concrete or brick surfaces, in all positions including scaffolding and curing etc. complete. Spe. No. :Bd. L.2 Page No. 368
( S.S.R. I. No. 32.06 P. No. 209 )
| LONG WALL | 2 | 44.22 |  | 3 | 265.32
| SHORT WALL | 2 | 21.34 |  | 3 | 128.04
| FOR DRAINAGE | 3 | 131.12 |  | 0.3 | 118.008
|  | TOTAL QUANTITY |  |  |  | 511.368
Sq.M.
16 | Providing sand faced plaster externally in cement mortar using approved screened sand, in all positions including base coat of 15 mm thick in cement mortar 1:4 using waterproofing compound at 1 kg per cement bag curing the same for not less than 2 days and keeping the surface of the base coat rough to receive the sand faced treatment 6 to 8 mm thick in cement mortar 1:4 finishing the surface by taking out grains and curing for fourteen days scaffolding etc.complete. Spec. :Bd.L.7 Page No. 369
(S.S.R. I. No. 32.11 P. 209)
| LONG WALL | 2 | 44.22 |  | 4.2 | 371.448
| SHIRT WALL | 2 | 21.34 |  | 4.2 | 179.256
|  | TOTAL QUANTITY |  |  |  | 550.704
Cu.M.
17 | Providing and laying in situ cement concrete M30 with tremix treatment for 200 mm thickness for flooring with groove cutting of 4mm wide and 20mm deep with necessaryrefilling with bitumen etc. complete.
(S.S.R. I. No. 33.31 P. 216 )
| FOR GODOWN, | 1 | 44.22 |  | 21.34 | 943.6548
|  | TOTAL QUANTITY |  |  |  | 943.655
SQM
18 | Providing and applying white-wash in two coats on old/new plastered or masonry surfaces and asbestos cement sheets including scaffolding and preparing the surface by brushing and brooming down etc. complete.
(S.S.R. I. No. 36.03 P. 227 )
| GROUND FLOOR | QTY AS PER 6 MM & 20 MM PLASTER |  |  |  | 566.448
|  | TOTAL QUANTITY |  |  |  | 566.448
Sq.M.
19 | Providing & applying washable oil-bound distemper of approved colour and shade to old & new surfaces in two coat including scaffolding, preparing the surfaces. (excluding the primer coat.) etc. complete.Spec. No. :Bd. P.5 Page No. 413
(S.S.R.I.No. 36.11, P. No. 227)
|  | QTY AS PER 6 MM & 20 MM PLASTER |  |  |  | 566.448
|  | TOTAL QUANTITY |  |  |  | 566.448
SQ.M.
20 | Providing and applying two coats of exterior weather shield paint of approved manufacture and of approved colour to the plastered surfaces including cleaning ,preparing the plaster surface ,applying primer coat ,scaffolding if necessary, and watering the surface for
(S.S.R.I.No. 35.26, P. No. 225)
|  | QTY AS PER 6 MM & 12 MM PLASTER |  |  |  | 550.704
|  | TOTAL QUANTITY |  |  |  | 550.704
Sq.M.
21 | Providing and fixing in position powder coated aluminium louvered windows / ventilator of various sizes with powder coating as per detailed drawing and specifications including aluminium frames 80 x 38 mm x 1.22 mm box type, 5 mm thick sheet glass louvers, of approved quality etc. complete.
(S.S.R. I.No.39.68 P. No. 259)
| VENTILATOR | 34 | 1.5 |  | 0.6 | 30.6
|  | TOTAL QUANTITY |  |  |  | 30.6
Sq.M.
22 | Providing and fixing rolling shutter fabricated from steel laths of minimum thickness 0.9mm with lock plate of 3.15mm thickness reinforced with 35x35x5 mm angle section fitted with sliding bolts and handles for both sides, deep M.S.channel section of depth and thickness not less than 65mm and 3.15mm respectively with hold fast arrangements, M.S.Bracket plate 300x300x3.15mm
(S.S.R. I.No. 39.25 P. No. 249)
| OPENING | 4 | 3.05 |  | 3.05 | 37.21
|  | TOTAL QUANTITY |  |  |  | 37.21
Sq.M.
23 | Conveying materials obtained from excavation including all lifts,laying in layers of 20cm. to 30cm.breaking clods,dressing to the required lines,curves,grades and section,watering and compacting to not less than 97%of standard proctor density for a lead of 300m.to500m. inclusive,from the site of excavation to the site of deposition as directed.
(S.S.R. I.No. 2.26 P. No. 25)
| AS PER ITEM NO 1 & 2 | 266.8237 |  |  |  | 266.8237
|  | TOTAL QUANTITY |  |  |  | CUM
24 | Providing preconstructional antitermite treatment as per I.S.6313(Part-II) by treating the top surface of plinth filling at the rate of 5 litres of emulsion concentrate at 1.0 percent of clorophyrifos per square metre of surface area covering ten years guarantee on bond paper.
(S.S.R. I.No. 21.24 P. No. 158)
| FOR GODOWN, | 1 | 44.22 |  | 21.34 | 943.6548
|  | TOTAL QUANTITY |  |  |  | SQM
25 | Compacting the sub grade/gravel/oversize metal (200 mm loose) layers for all width with Vibratory roller having weight 8 to 10 MT. including necessary, labour, materials and artificial watering complete
(S.S.R. I.No.50.60. P. No. 346)
| FOR GODOWN, | 1 | 44.22 |  | 21.34 | 943.6548
|  | TOTAL QUANTITY |  |  |  | SQM
26 | Compacting the hard murum side widths including laying in layers on each side with vibratory roller including artificial watering etc. complete.
(S.S.R. I.No.2.31 P. No. 25)
| FOR GODOWN, | 3 | 44.22 |  | 21.34 | 2830.9644
|  | TOTAL QUANTITY |  |  |  | SQM
27 | Laboratory test of construction material
| 1) BASIC TEST OF AGGREGATE |  |  |  |  | 0
| a)Water Absorption, Specific Gravity,Impact Value, Crushing Value. | 1 |  |  |  | 1
| b) Sieve Analysis. | 1 |  |  |  | 1
| c) Abrasion Value. | 1 |  |  |  | 1
| d) Flakiness Index & Elongation Index. | 1 |  |  |  | 1
2) BRICKS
| Water Absorption (Set of 5 Bricks), Compressive Strength( Set of 5 Bricks), Efflorescence (Set of 5 Bricks). | 1 |  |  |  | 1
3) CONCRETE
| a) Compressive Strength OF C.C. Cube (Set of 3 cubes). | 1 |  |  |  | 1
| b) Concrete Mix Design (With all Tests on basic materials) | 1 |  |  |  | 1
4) STEEL
| Steel bar testing upto 16 mm (set of 3 bars)(Tensile strength, %, Elongation, Yield Stress,Weight-Per Meter, Bend / Rebend Test, Proof Stress.) | 1 |  |  |  | 1
PART B: PEB WORK
1 | Above Plinth PEB Structure - providing & errecting PEB structure with zincallume sheets etc.complete.
| FOR WARE HOUSE | 1 | 44.22 |  | 21.34 | 943.6548
|  | TOTAL QUANTITY |  |  |  | 943.6548
SQM

## ABST
NAME OF WORK :- PROPOSED CONSTRUCTION OF WAREHOUSE SHED FOE MALLESHWAR AGRO PRODUCER CO LTD IN SY NO. 88/2 AT POST SHELGAON, TQ. CHAKUR, DIST. LATUR.
ABSTRACT SHEET
SR.NO. | DESCRIPTION OF ITEM | QUANTITY | RATE | UNIT | TOTAL AMOUNT
1 | Excavation for foundation in earth, soil of all types, sand, gravel and soft murum, including removing the excavated material up to a distance of 50 m. beyond the building area & stacking and spreading as directed, dewatering, preparing the bed for the foundation and necessary back filling, ramming, watering including shoring and strutting etc. complete. (Lift upto 1.5 m.) By Mechanical Means
( S.S.R. OF 2022-23 I.No. 21.02 P.No. 153)
| RATE ANALYSIS | 215.464 | 207 | Cu.M. | 44601
2 | Excavation for foundation in hard murum including removing the excavated material upto distance of 50 metres beyond the building area and stacking and spreading as directed, dewatering, preparing the bed for the foundation and necessary back filling, ramming, watering including shoring and strutting etc. complete. (Lift upto 1.50 m) By Mechanical Means
( S.S.R. I.No. 21.06 P.No. 153 )
| RATE ANALYSIS | 51.36 | 227 | Cu.M. | 11659
3 | Providing and laying Cast in situ/Ready Mix cement concrete in M-10 of trap/ granite/ quartzite/ gneiss metal for foundation and bedding including bailing out water, formwork, laying/pumping, compacting, roughening them if special finish is to be provided, finishing if required and curing complete, with fully automatic micro processor based PLC with SCADA enabled reversible Drum Type mixer/concrete Batch mix plant (Pan mixer) etc. complete. With fine aggregate (Natural Sand / Crushed sand VSI Grade finely washed etc)
(S. e-S.S.R. I.No. 24.01 P.No. 175 )
| RATE ANALYSIS | 139.395 | 7407.78 | Cu.M. | 1032607
4 | Providing and laying Cast in situ/Ready Mix cement concrete M-25 of trap /granite/quartzite/ gneiss metal for R.C.C. work in foundations like raft, strip foundations, grillage and footings of R.C.C. columns and steel stanchions etc. including bailing out water, Steel centering, formwork ,cover blocks, laying/ pumping, compaction and curing roughening the surface if special finish is to be provided (Excluding reinforcement and structural steel) etc. complete, with fully automatic micro processor based PLC with SCADA enabled reversible Drum Type mixer/ concrete Batch mix plant (Pan mixer) etc. complete. With fine aggregate (Crushed sand VSI Grade)
( S- S.S.R. I.No. 25.13, P.No. 178)
| RATE ANALYSIS | 28.176 | 8539.93 | Cu.M. | 240621
5 | Providing and laying Cast in situ/Ready Mix cement concrete M-25 of trap / granite /quartzite/ gneiss metal for R.C.C. columns as per detailed designs and drawings or as directed including steel centering, formwork, cover blocks, laying/pumping, compaction finishing the formed surfaces with cement mortar 1:3 of sufficient minimum thickness to give a smooth and even surface or roughening if special finish is to be provided and curing etc. complete,(Excluding reinforcement and structural steel).with fully automatic micro processor based PLC with SCADA enabled reversible Drum Type mixer/ concrete Batch mix plant (Pan mixer) etc. complete. With fine aggregate (Crushed sand VSI Grade)
( S- S.S.R. I.No. 25.33, P.No. 180)
| RATE ANALYSIS | 20.791 | 15199.27 | Cu.M. | 316008
6 | Providing and laying Cast in situ/Ready Mix cement concrete in M-25 of trap/ granite/ quartzite/ gneiss metal for R.C.C. beams and lintels as per detailed designs and drawings or as directed including steel centering, formwork, cover blocks, laying/pumping, compactionand roughening the surface if special finish is to be provided and curing etc. complete. (Excluding reinforcement and structural steel).with fully automatic micro processor based PLC with SCADA enabled reversible Drum Type mixer/ concrete Batch mix plant (Pan mixer) etc. complete. With fine aggregate (Crushed sand VSI Grade)
( S- S.S.R. I.No. 25.52, P.No. 181)
| RATE ANALYSIS | 27.14 | 14032.05 | Cu.M. | 380830
7 | Providing and laying Cast in situ/Ready Mix cement concrete M-25 of trap/ granite / quartzite/ gneiss metal for R.C.C. slabs and landings as per detailed designs and drawings including steel centering, formwork, cover blocks, laying/pumping, compaction finishing the formed surfaces with cement mortar 1:3 of sufficient minimum thickness to give a smooth and even surface or roughening if special finish is to be provided and curing etc. complete,(Excluding reinforcement and structural steel).with fully automatic micro processor based PLC with SCADA enabled reversible Drum Type mixer/ concrete Batch mix plant (Pan mixer) etc. complete. With fine aggregate (Crushed sand VSI Grade)
( S.S.R. I.No. 25.72, P.No. 182)
| RATE ANALYSIS | 15.713 | 15696.05 | Cu.M. | 246632
8 | Providing and laying Cast in situ/Ready Mixcement concrete M-25 of trap/ granite/ quartzite/ gneiss metal for R.C.C. chajja as per detailed design and drawings including steel centering, formwork, cover blocks, laying/pumping, compacting and roughening the surface if special finish is to be provided and curing complete. (Excluding reinforcement and structural steel). with fully automatic micro processor based PLC with SCADA enabled reversible Drum Type mixer/ concrete Batch mix plant (Pan mixer) etc. complete. With fine aggregate (Crushed sand VSI Grade)
(S.S.R.I.No. 26.07, P.No. 184 )
| RATE ANALYSIS | 2.754 | 15696.05 | Cu.M. | 43227
9 | Providing and fixing in position TMT-FE-500 bar reinforcement of various diameters for R.C.C .pile caps, footings, foundations, slabs,beams, columns ,canopies, staircase, newels,chajjas, lintels, pardis, copings, fins,arches etc. as per detailed designs, drawings and schedules. including cutting, bending, hooking the bars, binding with wires or tack welding and supporting as required complete
( S.S.R. I.No.26.33, P.No. 188)
| RATE ANALYSIS | 18.894 | 90116.27 | MT | 1702657
10 | Providing soling using 80mm. size trap metal in 15cm. layer including filling voids with crused sand/grit, ramming, watering etc. complete. Spec. no. As directed by Engineer in charge .
( S.S.R. I.No.21.40 P.No. 157)
| RATE ANALYSIS | 165.15 | 2020.86 | CUM | 333745
11 | Filling in plinth and floors with contractors material/ brought from out side and approved by Engineer incharge in layers of 15 cm to 20 cm including watering and compaction etc. Complete (Spec.No.Bd.A.11 page No.263)
(S.S.R.I.No. 21.37, P.No. 157 )
| RATE ANALYSIS | 707.741 | 908.16 | Cu.M. | 642742
12 | Providing masonry with conventional / Indian Standard type bricks in cement mortar 1:6 in foundation and plinth of inner walls / in plinth of external walls including bailing out water manually, striking joints on unexposed faces, raking out joints on exposed faces and watering complete. (Spec.No.Bd.G.1 page No.313)
(S.S.R.I.No. 27.01, P.No.197)
| RATE ANALYSIS | 36.189 | 9544.29 | Cu.M. | 345398
13 | Providing masonry with conventional / Indian Standard type bricks in cement mortar 1:6 in superstructure including striking joints, raking out joints, watering and scaffolding complete. (Spec.No.Bd.G.5 page No.315)
(S.S.R.I.No. 27.05, P.No. 197 )
| RATE ANALYSIS | 90.473 | 9783.29 | Cu.M. | 885124
14 | Providing internal cement plaster 6 mm thick in a single coat in cement mortar 1:4 without neeru finish to concrete surface in all positions including scaffolding and curing etc. complete. Spe. No. :Bd.L.1 Page
As Directed By Engineer Incharge
(S.S.R.I.No. 32.01, P.No. 209)
| RATE ANALYSIS | 55.08 | 247.2 | Sq.M. | 13616
15 | Providing internal cement plaster 20 mm thick in single coat in cement mortar 1:5 without neeru finish to concrete or brick surfaces, in all positions including scaffolding and curing etc. complete. Spe. No. :Bd. L.2 Page No. 368
( S.S.R. I. No. 32.06 P. No. 209 )
| RATE ANALYSIS | 511.368 | 419.2 | Sq.M. | 214365
16 | Providing sand faced plaster externally in cement mortar using approved screened sand, in all positions including base coat of 15 mm thick in cement mortar 1:4 using waterproofing compound at 1 kg per cement bag curing the same for not less than 2 days and keeping the surface of the base coat rough to receive the sand faced treatment 6 to 8 mm thick in cement mortar 1:4 finishing the surface by taking out grains and curing for fourteen days scaffolding etc.complete. Spec. :Bd.L.7 Page No. 369
(S.S.R. I. No. 32.11 P. 209)
| RATE ANALYSIS | 550.704 | 683.2 | Sq.M. | 376241
17 | Providing and laying in situ cement concrete M30 with tremix treatment for 200 mm thickness for flooring with groove cutting of 4mm wide and 20mm deep with necessaryrefilling with bitumen etc. complete.
(S.S.R. I. No. 33.31 P. 216 )
| RATE ANALYSIS | 943.655 | 1521.94 | Sq.M. | 1436186
18 | Providing and applying white-wash in two coats on old/new plastered or masonry surfaces and asbestos cement sheets including scaffolding and preparing the surface by brushing and brooming down etc. complete.
(S.S.R. I. No. 36.03 P. 227 )
| RATE ANALYSIS | 566.448 | 12 | Sq.M. | 6797
19 | Providing & applying washable oil-bound distemper of approved colour and shade to old & new surfaces in two coat including scaffolding, preparing the surfaces. (excluding the primer coat.) etc. complete.Spec. No. :Bd. P.5 Page No. 413
(S.S.R.I.No. 36.11, P. No. 227)
| RATE ANALYSIS | 566.448 | 48 | Sq.M. | 27190
20 | Providing and applying two coats of exterior weather shield paint of approved manufacture and of approved colour to the plastered surfaces including cleaning ,preparing the plaster surface ,applying primer coat ,scaffolding if necessary, and watering the surface for
(S.S.R.I.No. 35.26, P. No. 225)
| RATE ANALYSIS | 550.704 | 295 | Sq.M. | 162458
21 | Providing and fixing in position powder coated aluminium louvered windows / ventilator of various sizes with powder coating as per detailed drawing and specifications including aluminium frames 80 x 38 mm x 1.22 mm box type, 5 mm thick sheet glass louvers, of approved quality etc. complete.
(S.S.R. I.No.39.68 P. No. 259)
| RATE ANALYSIS | 30.6 | 3467 | Sq.M. | 106090
22 | Providing and fixing rolling shutter fabricated from steel laths of minimum thickness 0.9mm with lock plate of 3.15mm thickness reinforced with 35x35x5 mm angle section fitted with sliding bolts and handles for both sides, deep M.S.channel section of depth and thickness not less than 65mm and 3.15mm respectively with hold fast arrangements, M.S.Bracket plate 300x300x3.15mm
(S.S.R. I.No. 39.25 P. No. 249)
| RATE ANALYSIS | 37.21 | 5308 | Sq.M. | 197511
23 | Conveying materials obtained from excavation including all lifts,laying in layers of 20cm. to 30cm.breaking clods,dressing to the required lines,curves,grades and section,watering and compacting to not less than 97%of standard proctor density for a lead of 300m.to500m. inclusive,from the site of excavation to the site of deposition as directed.
(S.S.R. I.No. 2.26 P. No. 25)
| RATE ANALYSIS | 266.824 | 393 | cum | 104862
24 | Providing preconstructional antitermite treatment as per I.S.6313(Part-II) by treating the top surface of plinth filling at the rate of 5 litres of emulsion concentrate at 1.0 percent of clorophyrifos per square metre of surface area covering ten years guarantee on bond paper.
(S.S.R. I.No. 21.24 P. No. 158)
| RATE ANALYSIS | 943.655 | 108 | sqm | 101915
25 | Compacting the sub grade/gravel/oversize metal (200 mm loose) layers for all width with Vibratory roller having weight 8 to 10 MT. including necessary, labour, materials and artificial watering complete
(S.S.R. I.No.50.60. P. No. 346)
| RATE ANALYSIS | 943.6548 | 37 | sqm | 101915
26 | Compacting the hard murum side widths including laying in layers on each side with vibratory roller including artificial watering etc. complete.
(S.S.R. I.No.2.31 P. No. 25)
| RATE ANALYSIS | 2830.9644 | 21 | sqm | 101915
|  |  | TOTAL Rs. |  | 9176912
27 | Laboratory test of construction material
1) BASIC TEST OF AGGREGATE
| a) Water Absorption, Specific Gravity,Impact Value, Crushing Value. | 1 | 2600 | Nos. | 2600
| b) Sieve Analysis. | 1 | 690 | Nos. | 690
| c) Abrasion Value. | 1 | 1170 | Nos. | 1170
| d) Flakiness Index & Elongation Index. | 1 | 850 | Nos. | 850
2) BRICKS
| Water Absorption (Set of 5 Bricks), Compressive Strength( Set of 5 Bricks), Efflorescence (Set of 5 Bricks). | 1 | 2175 | Nos. | 2175
3) CONCRETE
| a) Compressive Strength OF C.C. Cube (Set of 3 cubes). | 1 | 690 | Nos. | 690
| b) Concrete Mix Design (With all Tests on basic materials) | 1 | 13755 | Nos. | 13755
4) STEEL
| Steel bar testing upto 16 mm (set of 3 bars)(Tensile strength, %, Elongation, Yield Stress,Weight-Per Meter, Bend / Rebend Test, Proof Stress.) | 1 | 1595 | Nos. | 1595
|  | TOTAL Rs. |  |  | 23525
PART B: PEB WORK
1 | Above Plinth PEB Structure - providing & errecting PEB structure with zincallume sheets etc.complete.
| RATE ANALYSIS | 943.6548 | 3959.4248 | SQM | 3736330.2178

## RA
NAME OF WORK :- PROPOSED CONSTRUCTION OF WAREHOUSE SHED FOE MALLESHWAR AGRO PRODUCER CO LTD IN SY NO. 88/2 AT POST SHELGAON, TQ. CHAKUR, DIST. LATUR.
RATE ANALYSIS AS PER SSR 2022-23
SR.NO. | DESCRIPTION OF ITEM | QTY. | NET LEAD CHARGES | RATE
1 | Excavation for foundation in earth, soil of all types, sand, gravel and soft murum, including removing the excavated material up to a distance of 50 m. beyond the building area & stacking and spreading as directed, dewatering, preparing the bed for the foundation and necessary back filling, ramming, watering including shoring and strutting etc. complete. (Lift upto 1.5 m.) By Mechanical Means
| ( S.S.R. OF 2022-23 I.No. 21.02 P.No. 153) |  |  | 207
|  | TOTAL RATE Rs. |  | 207 | PerCu.M.
2 | Excavation for foundation in hard murum including removing the excavated material upto distance of 50 metres beyond the building area and stacking and spreading as directed, dewatering, preparing the bed for the foundation and necessary back filling, ramming, watering including shoring and strutting etc. complete. (Lift upto 1.50 m) By Mechanical Means
| ( S.S.R. I.No. 21.06 P.No. 153 ) |  |  | 227
|  | TOTAL RATE Rs. |  | 227 | PerCu.M.
3 | Providing and laying Cast in situ/Ready Mix cement concrete in M-10 of trap/ granite/ quartzite/ gneiss metal for foundation and bedding including bailing out water, formwork, laying/pumping, compacting, roughening them if special finish is to be provided, finishing if required and curing complete, with fully automatic micro processor based PLC with SCADA enabled reversible Drum Type mixer/concrete Batch mix plant (Pan mixer) etc. complete. With fine aggregate (Natural Sand / Crushed sand VSI Grade finely washed etc)
| (S. e-S.S.R. I.No. 24.01 P.No. 175 ) |  |  | 5830
| ADD LEAD CHARGES FOR CEMENT | 0.22 | 413.27 | 90.92
| ADD LEAD CHARGES FOR SAND | 0.47 | 1273.71 | 598.64
| ADD LEAD CHARGES FOR CR METAL | 0.24 | 566.86 | 136.05
| ADD LEAD CHARGES FOR 40MM METAL CB | 0.7 | 543.24 | 380.27
| @ADD DIFF.COST FOR SAND | 0.47 | 730 | 343.1
| @ADD DIFF.COST FOR 20MM METAL | 0.24 | 120 | 28.8
| @ADD DIFF.COST FOR 40MM METAL CB | -0.7 | 0 | 0
|  | TOTAL RATE Rs. |  | 7407.78 | PerCu.M.
4 | Providing and laying Cast in situ/Ready Mix cement concrete M-25 of trap /granite/quartzite/ gneiss metal for R.C.C. work in foundations like raft, strip foundations, grillage and footings of R.C.C. columns and steel stanchions etc. including bailing out water, Steel centering, formwork ,cover blocks, laying/ pumping, compaction and curing roughening the surface if special finish is to be provided (Excluding reinforcement and structural steel) etc. complete, with fully automatic micro processor based PLC with SCADA enabled reversible Drum Type mixer/ concrete Batch mix plant (Pan mixer) etc. complete. With fine aggregate (Crushed sand VSI Grade)
| ( S- S.S.R. I.No. 25.13, P.No. 178) |  |  | 7287
| ADD LEAD CHARGES FOR CEMENT | 0.35 | 413.27 | 144.64
| ADD LEAD CHARGES FOR SAND | 0.44 | 1273.71 | 560.43
| ADD LEAD CHARGES FOR CR METAL | 0.33 | 566.86 | 187.06
| @ADD DIFF.COST FOR SAND | 0.44 | 730 | 321.2
| @ADD DIFF.COST FOR 20MM METAL | 0.22 | 120 | 26.4
| @ADD DIFF.COST FOR 12MM METAL | 0.11 | 120 | 13.2
| @ADD DIFF.COST FOR 40MM METAL CB | -0.56 | 0 | 0
|  | TOTAL RATE Rs. |  | 8539.93 | PerCu.M.
5 | Providing and laying Cast in situ/Ready Mix cement concrete M-25 of trap / granite /quartzite/ gneiss metal for R.C.C. columns as per detailed designs and drawings or as directed including steel centering, formwork, cover blocks, laying/pumping, compaction finishing the formed surfaces with cement mortar 1:3 of sufficient minimum thickness to give a smooth and even surface or roughening if special finish is to be provided and curing etc. complete,(Excluding reinforcement and structural steel).with fully automatic micro processor based PLC with SCADA enabled reversible Drum Type mixer/ concrete Batch mix plant (Pan mixer) etc. complete. With fine aggregate (Crushed sand VSI Grade)
| ( S- S.S.R. I.No. 25.33, P.No. 180) |  |  | 13967
| ADD LEAD CHARGES FOR CEMENT | 0.3 | 413.27 | 123.98
| ADD LEAD CHARGES FOR SAND | 0.44 | 1273.71 | 560.43
| ADD LEAD CHARGES FOR CR METAL | 0.33 | 566.86 | 187.06
| @ADD DIFF.COST FOR SAND | 0.44 | 730 | 321.2
| @ADD DIFF.COST FOR 20MM METAL | 0.22 | 120 | 26.4
| @ADD DIFF.COST FOR 12MM METAL | 0.11 | 120 | 13.2
|  | TOTAL RATE Rs. |  | 15199.27 | PerCu.M.
6 | Providing and laying Cast in situ/Ready Mix cement concrete in M-25 of trap/ granite/ quartzite/ gneiss metal for R.C.C. beams and lintels as per detailed designs and drawings or as directed including steel centering, formwork, cover blocks, laying/pumping, compactionand roughening the surface if special finish is to be provided and curing etc. complete. (Excluding reinforcement and structural steel).with fully automatic micro processor based PLC with SCADA enabled reversible Drum Type mixer/ concrete Batch mix plant (Pan mixer) etc. complete. With fine aggregate (Crushed sand VSI Grade)
| ( S- S.S.R. I.No. 25.52, P.No. 181) |  |  | 12452
| ADD LEAD CHARGES FOR CEMENT | 0.35 | 413.27 | 144.64
| ADD LEAD CHARGES FOR SAND | 0.425 | 1273.71 | 541.33
| ADD LEAD CHARGES FOR CR METAL | 0.85 | 566.86 | 481.83
| @ADD DIFF.COST FOR SAND | 0.425 | 730 | 310.25
| @ADD DIFF.COST FOR 20MM METAL | 0.57 | 120 | 68.4
| @ADD DIFF.COST FOR 12MM METAL | 0.28 | 120 | 33.6
|  | TOTAL RATE Rs. |  | 14032.05 | PerCu.M.
7 | Providing and laying Cast in situ/Ready Mix cement concrete M-25 of trap/ granite / quartzite/ gneiss metal for R.C.C. slabs and landings as per detailed designs and drawings including steel centering, formwork, cover blocks, laying/pumping, compaction finishing the formed surfaces with cement mortar 1:3 of sufficient minimum thickness to give a smooth and even surface or roughening if special finish is to be provided and curing etc. complete,(Excluding reinforcement and structural steel).with fully automatic micro processor based PLC with SCADA enabled reversible Drum Type mixer/ concrete Batch mix plant (Pan mixer) etc. complete. With fine aggregate (Crushed sand VSI Grade)
| ( S.S.R. I.No. 25.72, P.No. 182) |  |  | 14116
| ADD LEAD CHARGES FOR CEMENT | 0.35 | 413.27 | 144.64
| ADD LEAD CHARGES FOR SAND | 0.425 | 1273.71 | 541.33
| ADD LEAD CHARGES FOR CR METAL | 0.85 | 566.86 | 481.83
| @ADD DIFF.COST FOR SAND | 0.425 | 730 | 310.25
| @ADD DIFF.COST FOR 20MM METAL | 0.57 | 120 | 68.4
| @ADD DIFF.COST FOR 12MM METAL | 0.28 | 120 | 33.6
|  | TOTAL RATE Rs. |  | 15696.05 | PerCu.M.
8 | Providing and laying Cast in situ/Ready Mixcement concrete M-25 of trap/ granite/ quartzite/ gneiss metal for R.C.C. chajja as per detailed design and drawings including steel centering, formwork, cover blocks, laying/pumping, compacting and roughening the surface if special finish is to be provided and curing complete. (Excluding reinforcement and structural steel). with fully automatic micro processor based PLC with SCADA enabled reversible Drum Type mixer/ concrete Batch mix plant (Pan mixer) etc. complete. With fine aggregate (Crushed sand VSI Grade)
| (S.S.R.I.No. 26.07, P.No. 184 ) |  |  | 14116
| ADD LEAD CHARGES FOR CEMENT | 0.35 | 413.27 | 144.64
| ADD LEAD CHARGES FOR SAND | 0.425 | 1273.71 | 541.33
| ADD LEAD CHARGES FOR CR METAL | 0.85 | 566.86 | 481.83
| @ADD DIFF.COST FOR SAND | 0.425 | 730 | 310.25
| @ADD DIFF.COST FOR 20MM METAL | 0.57 | 120 | 68.4
| @ADD DIFF.COST FOR 12MM METAL | 0.28 | 120 | 33.6
|  | TOTAL RATE Rs. |  | 15696.05 | PerCu.M.
9 | Providing and fixing in position TMT-FE-500 bar reinforcement of various diameters for R.C.C .pile caps, footings, foundations, slabs,beams, columns ,canopies, staircase, newels,chajjas, lintels, pardis, copings, fins,arches etc. as per detailed designs, drawings and schedules. including cutting, bending, hooking the bars, binding with wires or tack welding and supporting as required complete
| ( S.S.R. I.No.26.33, P.No. 188) |  |  | 89703
| ADD LEAD CHARGES FOR STEEL | 1 | 413.27 | 413.27
|  | TOTAL RATE Rs. |  | 90116.27 | PerM.T.
10 | Providing soling using 80mm. size trap metal in 15cm. layer including filling voids with crused sand/grit, ramming, watering etc. complete. Spec. no. As directed by Engineer in charge .
| ( S.S.R. I.No.21.40 P.No. 157) |  |  | 1454
| ADD LEAD CHARGES FOR METAL | 1 | 566.86 | 566.86
|  | TOTAL RATE Rs. |  | 2020.86 | PerCU.M.
11 | Filling in plinth and floors with contractors material/ brought from out side and approved by Engineer incharge in layers of 15 cm to 20 cm including watering and compaction etc. Complete (Spec.No.Bd.A.11 page No.263)
| (S.S.R.I.No. 21.37, P.No. 157 ) |  |  | 599
| ADD LEAD CHARGES FOR MURUM-HARD | 1 | 300.16 | 300.16
| ADD DIFF.COST FOR MURUM-HARD | 1 | 9 | 9
|  | TOTAL RATE Rs. |  | 908.16 | PerCu.M.
12 | Providing masonry with conventional / Indian Standard type bricks in cement mortar 1:6 in foundation and plinth of inner walls / in plinth of external walls including bailing out water manually, striking joints on unexposed faces, raking out joints on exposed faces and watering complete. (Spec.No.Bd.G.1 page No.313)
| (S.S.R.I.No. 27.01, P.No.197) |  |  | 7755
| ADD LEAD CHARGES FOR CEMENT | 0.35 | 413.27 | 144.6445
| ADD LEAD CHARGES FOR SAND | 0.425 | 1273.71 | 541.3267
| ADD LEAD CHARGES FOR BRICKS | 0.475 | 1330.98 | 632.2155
| @ADD DIFF.COST FOR SAND | 0.32 | 730 | 233.6
| ADD DIFF.COST FOR BRICKS | 475 | 0.5 | 237.5
|  | TOTAL RATE Rs. |  | 9544.29 | PerCu.M.
13 | Providing masonry with conventional / Indian Standard type bricks in cement mortar 1:6 in superstructure including striking joints, raking out joints, watering and scaffolding complete. (Spec.No.Bd.G.5 page No.315)
| (S.S.R.I.No. 27.05, P.No. 197 ) |  |  | 7994
| ADD LEAD CHARGES FOR CEMENT | 0.35 | 413.27 | 144.64
| ADD LEAD CHARGES FOR SAND | 0.425 | 1273.71 | 541.33
| ADD LEAD CHARGES FOR BRICKS | 0.475 | 1330.98 | 632.2155
| @ADD DIFF.COST FOR SAND | 0.32 | 730 | 233.6
| ADD DIFF.COST FOR BRICKS | 475 | 0.5 | 237.5
|  | TOTAL RATE Rs. |  | 9783.29 | PerCu.M.
14 | Providing internal cement plaster 6 mm thick in a single coat in cement mortar 1:4 without neeru finish to concrete surface in all positions including scaffolding and curing etc. complete. Spe. No. :Bd.L.1 Page
| (S.S.R.I.No. 32.01, P.No. 209) |  |  | 203
| ADD LEAD CHARGES FOR CEMENT | 0.01 | 413.27 | 4.13
| ADD LEAD CHARGES FOR SAND | 0.02 | 1273.71 | 25.47
| @ADD DIFF.COST FOR SAND | 0.02 | 730 | 14.6
|  | TOTAL RATE Rs. |  | 247.2 | PerSq.M.
15 | Providing internal cement plaster 20 mm thick in single coat in cement mortar 1:5 without neeru finish to concrete or brick surfaces, in all positions including scaffolding and curing etc. complete. Spe. No. :Bd. L.2 Page No. 368
| ( S.S.R. I. No. 32.06 P. No. 209 ) |  |  | 375
| ADD LEAD CHARGES FOR CEMENT | 0.01 | 413.27 | 4.13
| ADD LEAD CHARGES FOR SAND | 0.02 | 1273.71 | 25.47
| @ADD DIFF.COST FOR SAND | 0.02 | 730 | 14.6
|  | TOTAL RATE Rs. |  | 419.2 | PerSq.M.
16 | Providing sand faced plaster externally in cement mortar using approved screened sand, in all positions including base coat of 15 mm thick in cement mortar 1:4 using waterproofing compound at 1 kg per cement bag curing the same for not less than 2 days and keeping the surface of the base coat rough to receive the sand faced treatment 6 to 8 mm thick in cement mortar 1:4 finishing the surface by taking out grains and curing for fourteen days scaffolding etc.complete. Spec. :Bd.L.7 Page No. 369
| (S.S.R. I. No. 32.11 P. 209) |  |  | 639
| ADD LEAD CHARGES FOR CEMENT | 0.01 | 413.27 | 4.13
| ADD LEAD CHARGES FOR SAND | 0.02 | 1273.71 | 25.47
| @ADD DIFF.COST FOR SAND | 0.02 | 730 | 14.6
|  | TOTAL RATE Rs. |  | 683.2 | PerSq.M.
17 | Providing and laying in situ cement concrete M30 with tremix treatment for 200 mm thickness for flooring with groove cutting of 4mm wide and 20mm deep with necessaryrefilling with bitumen etc. complete.
| (S.S.R. I. No. 33.31 P. 216 ) |  |  | 1464
| ADD LEAD CHARGES FOR CEMENT | 0.01 | 413.27 | 4.13
| ADD LEAD CHARGES FOR SAND | 0.02 | 1273.71 | 25.47
| ADD LEAD CHARGES FOR CR METAL | 0.02 | 566.86 | 11.34
| @ADD DIFF.COST FOR SAND | 0.02 | 730 | 14.6
| ADD DIFF.COST FOR CR METAL | 0.02 | 120 | 2.4
|  |  |  | 1521.94 | PerSq.M.
18 | Providing and applying white-wash in two coats on old/new plastered or masonry surfaces and asbestos cement sheets including scaffolding and preparing the surface by brushing and brooming down etc. complete.
| (S.S.R. I. No. 36.03 P. 227 ) |  |  | 12
|  | TOTAL RATE Rs. |  | 12 | PerSq.M.
19 | Providing & applying washable oil-bound distemper of approved colour and shade to old & new surfaces in two coat including scaffolding, preparing the surfaces. (excluding the primer coat.) etc. complete.Spec. No. :Bd. P.5 Page No. 413
| (S.S.R.I.No. 36.11, P. No. 227) |  |  | 48
|  | TOTAL RATE Rs. |  | 48 | PerSq.M.
20 | Providing and applying two coats of exterior weather shield paint of approved manufacture and of approved colour to the plastered surfaces including cleaning ,preparing the plaster surface ,applying primer coat ,scaffolding if necessary, and watering the surface for
| (S.S.R.I.No. 35.26, P. No. 225) |  |  | 295
|  | TOTAL RATE Rs. |  | 295 | PerSq.M.
21 | Providing and fixing in position powder coated aluminium louvered windows / ventilator of various sizes with powder coating as per detailed drawing and specifications including aluminium frames 80 x 38 mm x 1.22 mm box type, 5 mm thick sheet glass louvers, of approved quality etc. complete.
| (S.S.R. I.No.39.68 P. No. 259) |  |  | 3467
|  | TOTAL RATE Rs. |  | 3467 | PerSq.M.
22 | Providing and fixing rolling shutter fabricated from steel laths of minimum thickness 0.9mm with lock plate of 3.15mm thickness reinforced with 35x35x5 mm angle section fitted with sliding bolts and handles for both sides, deep M.S.channel section of depth and thickness not less than 65mm and 3.15mm respectively with hold fast arrangements, M.S.Bracket plate 300x300x3.15mm
| (S.S.R. I.No. 39.25 P. No. 249) |  |  | 5308
|  | TOTAL RATE Rs. |  | 5308 | SQM
23 | Conveying materials obtained from excavation including all lifts,laying in layers of 20cm. to 30cm.breaking clods,dressing to the required lines,curves,grades and section,watering and compacting to not less than 97%of standard proctor density for a lead of 300m.to500m. inclusive,from the site of excavation to the site of deposition as directed.
| (S.S.R. I.No. 2.26 P. No. 25) |  |  | 393
|  | TOTAL RATE Rs. |  | 393 | NOS
24 | Providing preconstructional antitermite treatment as per I.S.6313(Part-II) by treating the top surface of plinth filling at the rate of 5 litres of emulsion concentrate at 1.0 percent of clorophyrifos per square metre of surface area covering ten years guarantee on bond paper.
| (S.S.R. I.No. 21.24 P. No. 158) |  |  | 108
|  | TOTAL RATE Rs. |  | 108 | sqm
25 | Spreading 80 mm trap stone metal including sectioning as directed etc. complete.
| (S.S.R. I.No.50.58 P. No. 346) |  |  | 85
|  | TOTAL RATE Rs. |  | 85 | Cum
26 | Supplying hard murum/ kankar at the road site, including conveying and stacking complete
| (S.S.R. I.No.2.29a P. No. 24) |  |  | 435
|  | TOTAL RATE Rs. |  | 435 | cum
27 | Spreading hard murum/ soft murrum/ gravel or kankar for side width complete
| (S.S.R. I.No.2.30 P. No. 25) |  |  | 79
|  | TOTAL RATE Rs. |  | 79 | cum
28 | Compacting the sub grade/gravel/oversize metal (200 mm loose) layers for all width with Vibratory roller having weight 8 to 10 MT. including necessary, labour, materials and artificial watering complete
| (S.S.R. I.No.50.60. P. No. 346) |  |  | 37
|  | TOTAL RATE Rs. |  | 37 | sqm
29 | Compacting the hard murum side widths including laying in layers on each side with vibratory roller including artificial watering etc. complete.
| (S.S.R. I.No.2.31 P. No. 25) |  |  | 21
|  | TOTAL RATE Rs. |  | 21 | sqm

## LEAD
NAME OF WORK :- PROPOSED CONSTRUCTION OF WAREHOUSE SHED FOE MALLESHWAR AGRO PRODUCER CO LTD IN SY NO. 88/2 AT POST SHELGAON, TQ. CHAKUR, DIST. LATUR.
LEAD CHART (AS PER SSR-2022-23)
SR.NO. | MATERIAL | TYPE OF MATERIAL | LOCATION OF QUARRY | LEAD IN KM. | LEAD CHARGES | INITIAL LEAD CHARGES | NET LEAD CHARGES.
1 | CEMENT | MANUAL | UDGIR | 25 | 413.27 | 0 | 413.27
2 | SAND | MACHINE | GANGAKHED | 80 | 1273.71 | 0 | 1273.71
3 | CR METAL | MACHINE | LOCAL | 25 | 566.86 | 0 | 566.86
4 | 40MM METAL CB | MACHINE | LOCAL | 25 | 543.24 | 0 | 543.24
5 | STEEL | MANUAL | UDGIR | 25 | 413.27 | 0 | 413.27
6 | BRICKS | MANUAL | UDGIR | 25 | 1330.98 | 0 | 1330.98
7 | MURUM-HARD | MACHINE | LOCAL | 8 | 300.16 | 0 | 300.16

## DIFF.COST
NAME OF WORK :- PROPOSED CONSTRUCTION OF WAREHOUSE SHED FOE MALLESHWAR AGRO PRODUCER CO LTD IN SY NO. 88/2 AT POST SHELGAON, TQ. CHAKUR, DIST. LATUR.
DIFF.COST OF MATERIAL
SR.NO. | MATERIAL | RATE AS PER SSR OF 2022-23 | MARKET RATE | EXCESS | LESS | REMARKS/ EFFECTIVE DATE
1 | SAND | 1670 | 2400 | 730 | 0 | Rate As On
2 | 20MM METAL | 1050 | 1170 | 120 | 0 | Rate As On
3 | 12MM METAL | 1050 | 1170 | 120 | 0 | Rate As On
4 | 40MM METAL CB | 1050 | 1050 | 0 | 0 | Rate As On
5 | BRICKS | 8.5 | 9 | 0.5 | 0 | Rate As On
6 | MURUM-HARD | 316 | 325 | 9 | 0 | Rate As On

## ROYALTY
NAME OF WORK :- PROPOSED CONSTRUCTION OF WAREHOUSE SHED FOE MALLESHWAR AGRO PRODUCER CO LTD IN SY NO. 88/2 AT POST SHELGAON, TQ. CHAKUR, DIST. LATUR.
ROYALTY STATEMENT
SR.NO. | ITEM OF WORK | EXECUTEDQUANTITY | NATURAL SAND |  | CEMENT IN BAGS |  | METAL |  | RUBBLE |  | MURUM
|  |  | FACTOR | QTY. | FACTOR | QTY. | FACTOR | QTY. | FACTOR | QTY. | FACTOR | QTY.
1 | Providing and laying Cast in situ/Ready Mix cement concrete in M-10 of trap/ granite/ quartzite/ gneiss metal for foundation and bedding including bailing out water, formwork, laying/pumping, compacting, roughening them if special finish is to be provided, finishing if required and curing complete, with fully automatic micro processor based PLC with SCADA enabled reversible Drum Type mixer/concrete Batch mix plant (Pan mixer) etc. complete. With fine aggregate (Natural Sand / Crushed sand VSI Grade finely washed etc) | 139.395 | 0.47 | 65.5157 | 4.4 | 613.338
2 | Providing and laying Cast in situ/Ready Mix cement concrete M-25 of trap /granite/quartzite/ gneiss metal for R.C.C. work in foundations like raft, strip foundations, grillage and footings of R.C.C. columns and steel stanchions etc. including bailing out water, Steel centering, formwork ,cover blocks, laying/ pumping, compaction and curing roughening the surface if special finish is to be provided (Excluding reinforcement and structural steel) etc. complete, with fully automatic micro processor based PLC with SCADA enabled reversible Drum Type mixer/ concrete Batch mix plant (Pan mixer) etc. complete. With fine aggregate (Crushed sand VSI Grade) | 28.176 | 0.425 | 11.9748 | 7 | 197.232
3 | Providing and laying Cast in situ/Ready Mix cement concrete M-25 of trap / granite /quartzite/ gneiss metal for R.C.C. columns as per detailed designs and drawings or as directed including steel centering, formwork, cover blocks, laying/pumping, compaction finishing the formed surfaces with cement mortar 1:3 of sufficient minimum thickness to give a smooth and even surface or roughening if special finish is to be provided and curing etc. complete,(Excluding reinforcement and structural steel).with fully automatic micro processor based PLC with SCADA enabled reversible Drum Type mixer/ concrete Batch mix plant (Pan mixer) etc. complete. With fine aggregate (Crushed sand VSI Grade) | 20.791 | 0.425 | 8.8362 | 7 | 145.537
4 | Providing and laying Cast in situ/Ready Mix cement concrete in M-25 of trap/ granite/ quartzite/ gneiss metal for R.C.C. beams and lintels as per detailed designs and drawings or as directed including steel centering, formwork, cover blocks, laying/pumping, compactionand roughening the surface if special finish is to be provided and curing etc. complete. (Excluding reinforcement and structural steel).with fully automatic micro processor based PLC with SCADA enabled reversible Drum Type mixer/ concrete Batch mix plant (Pan mixer) etc. complete. With fine aggregate (Crushed sand VSI Grade) | 27.14 | 0.425 | 11.5345 | 7 | 189.98
5 | Providing and laying Cast in situ/Ready Mix cement concrete M-25 of trap/ granite / quartzite/ gneiss metal for R.C.C. slabs and landings as per detailed designs and drawings including steel centering, formwork, cover blocks, laying/pumping, compaction finishing the formed surfaces with cement mortar 1:3 of sufficient minimum thickness to give a smooth and even surface or roughening if special finish is to be provided and curing etc. complete,(Excluding reinforcement and structural steel).with fully automatic micro processor based PLC with SCADA enabled reversible Drum Type mixer/ concrete Batch mix plant (Pan mixer) etc. complete. With fine aggregate (Crushed sand VSI Grade) | 15.713 | 0.425 | 6.678 | 7 | 109.991
6 | Providing and laying Cast in situ/Ready Mixcement concrete M-25 of trap/ granite/ quartzite/ gneiss metal for R.C.C. chajja as per detailed design and drawings including steel centering, formwork, cover blocks, laying/pumping, compacting and roughening the surface if special finish is to be provided and curing complete. (Excluding reinforcement and structural steel). with fully automatic micro processor based PLC with SCADA enabled reversible Drum Type mixer/ concrete Batch mix plant (Pan mixer) etc. complete. With fine aggregate (Crushed sand VSI Grade) | 2.754 | 0.425 | 1.1704 | 7 | 19.278
7 | Providing soling using 80mm. size trap metal in 15cm. layer including filling voids with crused sand/grit, ramming, watering etc. complete. Spec. no. As directed by Engineer in charge . | 243.822 |  |  |  |  | 1.16 | 282.8335
8 | Filling in plinth and floors with contractors material/ brought from out side and approved by Engineer incharge in layers of 15 cm to 20 cm including watering and compaction etc. Complete (Spec.No.Bd.A.11 page No.263) | 786.413 | [8 empty] | 1 | 786.413
9 | Providing masonry with conventional / Indian Standard type bricks in cement mortar 1:6 in foundation and plinth of inner walls / in plinth of external walls including bailing out water manually, striking joints on unexposed faces, raking out joints on exposed faces and watering complete. (Spec.No.Bd.G.1 page No.313) | 36.189 | 0.32 | 11.5805 | 1.58 | 57.1786
10 | Providing masonry with conventional / Indian Standard type bricks in cement mortar 1:6 in superstructure including striking joints, raking out joints, watering and scaffolding complete. (Spec.No.Bd.G.5 page No.315) | 90.473 | 0.32 | 28.9514 | 1.58 | 142.9473
11 | Providing internal cement plaster 6 mm thick in a single coat in cement mortar 1:4 without neeru finish to concrete surface in all positions including scaffolding and curing etc. complete. Spe. No. :Bd.L.1 Page | 55.08 | 0.015 | 0.8262 | 0.17 | 9.3636
12 | Providing internal cement plaster 20 mm thick in single coat in cement mortar 1:5 without neeru finish to concrete or brick surfaces, in all positions including scaffolding and curing etc. complete. Spe. No. :Bd. L.2 Page No. 368 | 511.368 | 0.015 | 7.6705 | 0.17 | 86.9326
13 | Providing sand faced plaster externally in cement mortar using approved screened sand, in all positions including base coat of 15 mm thick in cement mortar 1:4 using waterproofing compound at 1 kg per cement bag curing the same for not less than 2 days and keeping the surface of the base coat rough to receive the sand faced treatment 6 to 8 mm thick in cement mortar 1:4 finishing the surface by taking out grains and curing for fourteen days scaffolding etc.complete. Spec. :Bd.L.7 Page No. 369 | 550.704 | 0.015 | 8.2606 | 0.22 | 121.1549
14 | Providing and laying in situ cement concrete M30 with tremix treatment for 200 mm thickness for flooring with groove cutting of 4mm wide and 20mm deep with necessaryrefilling with bitumen etc. complete. | 346.075 | 0.425 | 147.0819 | 7 | 2422.525
|  |  | Total | 310.0806 |  | 4115.458 |  | 282.8335 |  | 0 |  | 786.413

## ROY RECOVERY
MALLESHWAR AGRO PRODUCER COMPANY LIMITED AT SHELGAON, TQ. CHAKUR, DIST. LATUR.
NAME OF WORK :- PROPOSED CONSTRUCTION OF WAREHOUSE SHED FOE MALLESHWAR AGRO PRODUCER CO LTD IN SY NO. 88/2 AT POST SHELGAON, TQ. CHAKUR, DIST. LATUR.
Royalty Charges Recovery Statements
Sr. No | Particulars | Required Quantity in Cum | Royalty Factor | Total Rate | Amount
1 | SAND | 310.0806 |  | 237.37 | 73603.8308
2 | METAL Hand broken | 282.8335 |  | 216.18 | 61142.9504
3 | MURUM | 786.413 |  | 216.18 | 170006.7623
304753.5435

## ABST ROAD
MALLESHWAR AGRO PRODUCER COMPANY LIMITED
NAME OF WORK :- PROPOSED CONSTRUCTION OF WAREHOUSE SHED FOE MALLESHWAR AGRO PRODUCER CO LTD IN SY NO. 88/2 AT POST SHELGAON, TQ. CHAKUR, DIST. LATUR.
S.W. II - INTERNAL ROADS
ABSTRACT SHEET (Based on PWD SSR 2022-23 & Market rates)
SR. NO. | DESCRIPTON OF ITEM | QUANTITY | UNIT | RATE | AMOUNT
PART-I : INTERNAL ROADS
1 | Excavation for roadway in earth, soil of all sorts, sand, gravel or soft murum including d | 314.688 | cum | 207 | 65140.416
2 | Providing soling using 80 mm size trap metal in 15 cm. layer including filling voids with | 78.672 | cum | 2020.86 | 158985.0979
3 | Spreading 80 mm trap stone metal including sectioning as directed etc. complete. | 78.672 | cum | 85 | 6687.12
4 | Supplying hard murum/ kankar at the road site, including conveying and stacking compl | 78.672 | cum | 435 | 34222.32
5 | Spreading hard murum/ soft murrum/ gravel or kankar for side width complete | 78.672 | cum | 79 | 6215.088
6 | Compacting the sub grade/gravel/oversize metal (200 mm loose) layers for all width with Vibratory roller having weight 8 to 10 MT. including necessary, labour, materials and artificial watering complete | 786.72 | sqm | 37 | 29108.64
7 | Compacting the hard murum side widths including laying in layers on each side with vibratory roller including artificial watering etc. complete. | 786.72 | sqm | 21 | 16521.12
8 | Providing and laying in situ cement concrete M30 with tremix treatment for 200 mm thickness for flooring with groove cutting of 4mm wide and 20mm deep with necessaryrefilling with bitumen etc. complete. | 786.72 | sqm | 1521.94 | 1197340.6368
| TOTAL |  |  |  | 1514220.4387

## MS ROAD
MALLESHWAR AGRO PRODUCER COMPANY LIMITED AT SHELGAON, TQ. CHAKUR, DIST. LATUR.
NAME OF WORK :- PROPOSED CONSTRUCTION OF WAREHOUSE SHED FOE MALLESHWAR AGRO PRODUCER CO LTD IN SY NO. 88/2 AT POST SHELGAON, TQ. CHAKUR, DIST. LATUR.
S.W. II - INTERNAL ROADS
MEASUREMENT SHEET
Item Nos | Description of Items | NOS. |  |  |  | LENGTH |  | BREDTH |  | DEPTH / HIGHT |  | TOTAL QUANTITY | UNIT
INTERNAL ROAD
1 | Excavation for roadway in earth, soil of all sorts, sand, gravel or soft murum including d
| Long Side | 1 | x | 1 | X | 131.12 | X | 6 | X | 0.4 |  | 314.688
[10 empty] | Total |  | 314.688
[10 empty] | say |  | 314.688 | cum
2 | Providing soling using 80 mm size trap metal in 15 cm. layer including filling voids with
| Long Side | 1 | x | 1 | X | 131.12 | X | 6 | X | 0.1 | = | 78.672
[8 empty] | Total |  | Total |  | 78.672
[10 empty] | say |  | 78.672 | cum
3 | Spreading 80 mm trap stone metal including sectioning as directed etc. complete.
| Long Side | 1 | x | 1 | X | 131.12 | X | 6 | X | 0.1 | = | 78.672
[10 empty] | Total |  | 78.672
[10 empty] | say |  | 78.672 | cum
4 | Supplying hard murum/ kankar at the road site, including conveying and stacking compl
| Long Side | 1 | x | 1 | X | 131.12 | X | 6 | X | 0.1 | = | 78.672
[10 empty] | Total |  | 78.672
[10 empty] | say |  | 78.672 | cum
5 | Spreading hard murum/ soft murrum/ gravel or kankar for side width complete
| Long Side | 1 | x | 1 | X | 131.12 | X | 6 | X | 0.1 | = | 78.672
[10 empty] | Total |  | 78.672
[10 empty] | say |  | 78.672 | cum
6 | Compacting the sub grade/gravel/oversize metal (200 mm loose) layers for all width with Vibratory roller having weight 8 to 10 MT. including necessary, labour, materials and artificial watering complete
| Long Side | 1 | x | 1 | X | 131.12 | X | 6 |  |  | = | 786.72
[10 empty] | Total |  | 786.72
[10 empty] | say |  | 786.72 | sqm
7 | Compacting the hard murum side widths including laying in layers on each side with vibratory roller including artificial watering etc. complete.
| Long Side | 1 | x | 1 | X | 131.12 | X | 6 |  |  | = | 786.72
[10 empty] | Total |  | 786.72
[10 empty] | say |  | 786.72 | sqm
8 | Providing and laying in situ cement concrete M30 with tremix treatment for 200 mm thickness for flooring with groove cutting of 4mm wide and 20mm deep with necessaryrefilling with bitumen etc. complete.
| Long Side | 1 | x | 1 | X | 131.12 | X | 6 |  |  | = | 786.72
[10 empty] | Total |  | 786.72
[10 empty] | say |  | 786.72 | sqm

## MS ELECTRIFICATION
MALLESHWAR AGRO PRODUCER COMPANY LIMITED AT SHELGAON, TQ. CHAKUR, DIST. LATUR.
NAME OF WORK :- PROPOSED CONSTRUCTION OF WAREHOUSE SHED FOE MALLESHWAR AGRO PRODUCER CO LTD IN SY NO. 88/2 AT POST SHELGAON, TQ. CHAKUR, DIST. LATUR.
S.W. III - Electrification OF 1/1680 MT W.H.
MEASUREMENT SHEET
SR.NO. | Description of Items | NO. |  |  |  | LENGTH |  | BREDTH |  | DEPTH |  | TOTAL | UNIT
1 | Supplying, erecting & terminating XLPE armoured cable 3 core 6 sq. mm. copper conductor continuous 5.48 sq. mm. (12 SWG) G.I. earth wire complete erected with glands & lugs, on wall/ trusses/ pole or laid in provided trench/ pipe as per specification no. CB-LT/CU | [11 empty] | Running Meter
| For WH 1680 MT | 1 | X | 1 | X | 30 | X | 1 | X | 1 | = | 30
[10 empty] | Total |  | 30
[10 empty] | Say |  | 30
2 | Making trench of suitable width and depth in hard murum / tar road for laying provided LT cable up to and including 16 sq. mm complete as per specification no. CW-EXNCTR | [11 empty] | Running Meter
| For WH 1680 MT | 1 | X | 1 | X | 30 | X | 1 | X | 1 | = | 30
[10 empty] | Total |  | 30
[10 empty] | SAY |  | 30
3 | Making trench of suitable width and depth in soft soil for laying provided LT cable up to and including 16 sq.mm complete as per specification no. CW-EXN-CTR | [11 empty] | Running Meter
| For WH 1680 MT | 1 | X | 1 | X | 10 | X | 1 | X | 1 | = | 10
[10 empty] | Total |  | 10
[10 empty] | Say |  | 10
4 | Supplying & erecting mains PVC unarmoured cable 1100Volt grade ISI mark 3 core / 2.5 sqmm stranded / solid copper complete erected on wall with duly painted G. I. Saddle @ 0.25 m C/C & rigidly grouted in the wall with the help of plated screws. | [11 empty] | Running Meter
| For WH 1680 MT | 1 | X | 130 | X | 1 | X | 1 | X | 1 | = | 130
[10 empty] | Total |  | 130
[10 empty] | Say |  | 130
5 | Supplying & erecting weatherproof powder coated distribution board 4 way with 2 x 6/10 Amp S. P. M. C. B. with industrial two pin plug socket 10 A and 3 pin plug top 10 A with top cover necessary connection etc complete with approved make. | [11 empty] | Number
| For WH 1680 MT | 2 | X | 6 | X | 1 | X | 1 | X | 1 | = | 12
[10 empty] | Total |  | 12
[10 empty] | Say |  | 12
6 | Providing point wiring for street light with PVC unarmoured cable 1100Volt grade ISI mark 3 core 1.5 sqmm stranded / solid copper erected on wall with G. I. Saddle duly painted @ 0,25 m C/C rigidly grouted in the wall with the help of plated screw including 4” x 4” M. S. box 2 way with epoxy painting & inside 10 amp Nylon connector strip for street light connection and flexible cable of 2 mtrs. for street light connection etc. complete as directed by Engineer in charge. | [11 empty] | Number
| For WH 1680 MT | 2 | X | 5 | X | 1 | X | 1 | X | 1 | = | 10
[10 empty] | Total |  | 10
[10 empty] | Say |  | 10
7 | Supplying & erecting 10-12W, 230V integral type LED Lamp suitable for B-22/E-27 base. | [11 empty] | Number
| For WH 1680 MT | 2 | X | 4 | X | 1 | X | 1 | X | 1 | = | 8
[9 empty] | Total |  |  | 8
[9 empty] | Say |  |  | 8
8 | Supplying and erecting LED street light fitting suitable for 20 to 25W, with PF > 0.95 class IP 65 and above housing of pressure die cast aluminium alloy and heat sink extruded aluminium complete as per specification No FG-ODF/FLS | [11 empty] | Number | `
| For WH 1680 MT | 2 | X | 4 | X | 1 | X | 1 | X | 1 | = | 8
[9 empty] | Total |  |  | 8
[9 empty] | Say |  |  | 8
9 | Supplying and erecting street light Wall bracket made from 40 mm. dia ‘B’ class G.I. pipe 1.2 m in total length complete as per specification no. FG-BKT/WB | [11 empty] | Number
| For WH 1680 MT | 1 | X | 1 | X | 1 | X | 1 | X | 1 | = | 1
[10 empty] | Total | = | 1
[10 empty] | SAY | = | 1
10 | Providing earthing with galvanized iron earth plate size 60 x 60 x 0.6 cm complete with all materials, testing & recording the results as per specification no. EA-EP | [11 empty] | Number
| For WH 1680 MT | 1 | X | 1 | X | 1 | X | 1 | X | 1 | = | 1
[10 empty] | Total | = | 1
[10 empty] | SAY | = | 1
11 | Providing pipe type earthing with 40mm. dia. G.l. pipe or 20 mm dia. G.l. Rod complete with all materials as per specification no. EA-EP Providing pipe type earthing with 40mm. dia. G.l. pipe or 20 mm dia. G.l. Rod complete with all materials as per specification no. EA-EP | [11 empty] | Number
| For WH 1680 MT | 1 | X | 1 | X | 1 | X | 1 | X | 1 | = | 1
[10 empty] | Total | = | 1
[10 empty] | SAY | = | 1
12 | Supplying, erecting & marking DPMCB 6A to 32A, C- series (for motor/power) in provided distribution board as per specification no. SW-SWR/MCB | [11 empty] | Number
| For WH 1680 MT | 1 | X | 1 | X | 1 | X | 1 | X | 1 | = | 1
[10 empty] | Total | = | 1
[10 empty] | SAY | = | 1
13 | Supplying, erecting & marking SPMCB 6A to 32A, B- series (for lighting) in provided distribution board as per specification no. SW-SWR/MCB | [11 empty] | Number
| For WH 1680 MT | 1 | X | 1 | X | 1 | X | 1 | X | 1 | = | 1
[10 empty] | Total | = | 1
[10 empty] | SAY | = | 1
14 | Supplying and erecting GI sheet 1.6 mm (16 SWG) to be used for fabrication of boxes panel boards etc. including cutting, bending, drilling, welding, riveting etc. and painting with one coat of red lead | [11 empty] | Square Meter
| For WH 1680 MT | 1 | X | 1 | X | 1 | X | 1 | X | 1 | = | 1
[10 empty] | Total |  | 1
[10 empty] | SAY | = | 1
15 | Supplying and erecting marine plywood 18/19 mm thick fixed to wall or on provided panel board with necessary materials such as screws, wall fasteners, supports, nut bolts etc. complete. | [11 empty] | Square Meter
| For WH 1680 MT | 1 | X | 1 | X | 1 | X | 1 | X | 1 | = | 1
[10 empty] | Total | = | 1
[10 empty] | SAY | = | 1
16 | Supplying and erecting triple pole and neutral distribution board (TPNDB) surface/ flush mounted suitable for SPMCB of 12 ways on iron / GI frame (horizontal busbar type) as per specification no. SW- | [11 empty] | Number
| For WH 1680 MT | 1 | X | 4 | X | 1 | X | 1 | X | 1 | = | 4
[10 empty] | Total | = | 4
[10 empty] | SAY | = | 4
17 | Supplying & erecting G.I. pipe ‘A’ class 25 mm dia. erected for enclosing XLPE armoured cable on wall/pole as per specification no. CB-CE | [11 empty] | Running Meter
| For WH 1680 MT | 1 | X | 20 | X | 1 | X | 1 | X | 1 | = | 20
[10 empty] | Total | = | 20
[10 empty] | SAY | = | 20
18 | Supplying & erecting G.I. pipe ‘A’ class 40 mm dia. erected for enclosing XLPE armoured cable on wall/pole as per specification no. CB-CE | [11 empty] | Running Meter
| For WH 1680 MT | 1 | X | 12 | X | 1 | X | 1 | X | 1 | = | 12
[10 empty] | Total | = | 12
[10 empty] | SAY | = | 12
19 | Supplying and laying (including excavation of suitable width & depth up to 90 cm) 75 mm outside dia. double wall corrugated pipes (DWC) of HDPE for enclosing cable below ground/road surface, to required depth complete. | [11 empty] | Running Meter
| For WH 1680 MT | 2 | X | 12 | X | 1 | X | 1 | X | 1 | = | 24
[10 empty] | Total | = | 24
[10 empty] | SAY | = | 24
20 | Supplying & erecting 18 guage M.S. Box powder coated (4"x4") 3 way for mains connection. | [11 empty] | Number
| For WH 1680 MT | 1 | X | 4 | X | 2 | X | 1 | X | 1 | = | 8
[10 empty] | Total | = | 8
[10 empty] | SAY | = | 8
21 | Supplying & erecting Siemens type brass cable glands for 3 to 4 core 6 sq. mm. /2 to 4 core 10 sq. mm. for XLPE armoured cable as per specification No. CB-GL | [11 empty] | Number
| For WH 1680 MT | 1 | X | 3 | X | 2 | X | 1 | X | 1 | = | 6
[10 empty] | Total | = | 6
[10 empty] | SAY | = | 6
22 | Supplying shockproof type hand lamp with lamp holder, bulb/ lamp 100 W guarded glass and 30 mtr. 3 core PVC flexible cord with hand shield type 3 pin 6 Amp. Plug top. | [11 empty] | Number
| For WH 1680 MT | 1 | X | 3 | X | 2 | X | 1 | X | 1 | = | 6
[10 empty] | Total | = | 6
[10 empty] | SAY | = | 6
23 | Point wiring for independent plug in 20 mm ISI marked HMS PVC conduit with 1.5 sq.mm (2+1E) FRLSH grade copper wire, flush type switch, earthing and required accessories as per specification No: WG-PW/SW | [11 empty] | Number
| For WH 1680 MT | 1 | X | 3 | X | 2 | X | 1 | X | 1 | = | 6
[10 empty] | Total | = | 6
[10 empty] | SAY | = | 6
24 | Power point wiring for geaser / Refrigerator with ISI mark 2 x 2.50 Sq.mm copper PVC insulated wire 1.1 KV grade in PVC casing-caping with double locking arrangement with 1 x 1.00 Sq.mm copper PVC insulated wire for earthing on wall / ceiling with necessary G.I.screws etc. fixed at an internal of not | [11 empty] | Number
| For WH 1680 MT | 1 | X | 4 | X | 2 | X | 1 | X | 1 | = | 8
[10 empty] | Total | = | 8
[10 empty] | SAY | = | 8
25 | Supplying & erecting mains with 2 x 2.5 Sq.mm stranded copper PVC insulated wire with 2 x 1.5 Sq.mm copper PVC wire in PVC casing - caping 20 mm on wall / ceiling. | [11 empty] | RGM
| For WH 1680 MT | 1 | X | 4 | X | 2 | X | 1 | X | 1 | = | 8
[10 empty] | Total | = | 8
[10 empty] | SAY | = | 8
26 | Supplying & erecting main with 2 x 4.00 Sq.mm stranded copper PVC insulated wire with 2 x 1.5 Sq.mm copper PVC wire in PVC casing - caping on wall / ceiling. Supplying and erecting double pole switch surface type/ flush type 240V, 32A with indicator lamp & | [11 empty] | RGM
| For WH 1680 MT | 1 | X | 4 | X | 2 | X | 1 | X | 1 | = | 8
[10 empty] | Total | = | 8
[10 empty] | SAY | = | 8
27 | Fuse as per specification no. SW-SWR/BDP. | [11 empty] | NUMBER
| For WH 1680 MT | 1 | X | 5 | X | 2 | X | 1 | X | 1 | = | 10
[10 empty] | Total | = | 10
[10 empty] | SAY | = | 10
28 | Supplying and erecting double pole metal clad switch withHC type fuse and neutral link 240V, 32A on iron / GI frame as per specification no. SW-SWR/MDP . | [11 empty] | NUMBER
| For WH 1680 MT | 1 | X | 4 | X | 2 | X | 1 | X | 1 | = | 8
[10 empty] | Total | = | 8
[10 empty] | SAY | = | 8
29 | Supplying & erecting 3W, 230V integral type LED Lamp suitable for B-22/E-27 base. | [11 empty] | NUMBER
| For WH 1680 MT | 1 | X | 4 | X | 2 | X | 1 | X | 1 | = | 8
[10 empty] | Total | = | 8
[10 empty] | SAY | = | 8
30 | Supplying and erecting T8 Fluorescent tube day light 1200mm 36 W | [11 empty] | NUMBER
| For WH 1680 MT | 1 | X | 3 | X | 2 | X | 1 | X | 1 | = | 6
[10 empty] | Total | = | 6
[10 empty] | SAY | = | 6
31 | Supplying & erecting ready to use Retrofit T8 LED 18 / 20 tube light with polycarbonate body, heat sink, integrated HF electronic driver complete & compatible to T8 / T12 LED luminaire by disconnecting starter & ballast if necessary. | [11 empty] | NUMBER
| For WH 1680 MT | 1 | X | 4 | X | 2 | X | 1 | X | 1 | = | 8
[10 empty] | Total | = | 8
[10 empty] | SAY | = | 8
32 | Supplying and erecting regular/ standard model ceiling fan of 900 /1050 mm. sweep complete erected in position as per specification no. FG-FN/CF | [11 empty] | SQ.M.
| For WH 1680 MT | 1 | X | 5 | X | 2 | X | 1 | X | 1 | = | 10
[10 empty] | Total | = | 10
[10 empty] | SAY | = | 10
33 | Supplying and fixing wiremesh (Jali) cover suitable for fitting / fan or for any purpose, complete with necessary materials. The jali cover shall be made from good quality G.I. wire mesh size 25 x 25 (mm) and made up of 14 SWG G.I. wire with side / supporting MS strips of suitable size. | [11 empty] | NUMBER
| For WH 1680 MT | 1 | X | 4 | X | 2 | X | 1 | X | 1 | = | 8
[10 empty] | Total | = | 8
[10 empty] | SAY | = | 8
34 | Supplying and erecting ding dong / electronic musical type call bell with heavy duty coil suitable to operate on 230V A.C. supply erected on polished double wooden block/sunmica block of suitable size | [11 empty] | NUMBER
| For WH 1680 MT | 1 | X | 3 | X | 2 | X | 1 | X | 1 | = | 6
[10 empty] | Total | = | 6
[10 empty] | SAY | = | 6
35 | Supplying and erecting street light Wall bracket made from 25 mm. dia ‘B’ class G.I. pipe 1.2 m in total length complete as per specification no. FG-BKT/WB | [11 empty] | NUMBER
| For WH 1680 MT | 1 | X | 3 | X | 2 | X | 1 | X | 1 | = | 6
[10 empty] | Total | = | 6
[10 empty] | SAY | = | 6
36 | Supplying & erecting CRCA sheet metal one wayenclosures suitable for DP MCB /TP MCB /FP MCB erected on angle iron/GI frame complete. | [11 empty] | Number
| For WH 1680 MT | 1 | X | 1 | X | 1 | X | 1 | X | 1 | = | 1
[10 empty] | Total | = | 1
[10 empty] | SAY | = | 1
37 | Supplying erecting and marking four pole isolators only switch version of miniature circuit breakers of 40A in provided distribution board complete. | [11 empty] | Number
| For WH 1680 MT | 1 | X | 1 | X | 1 | X | 1 | X | 1 | = | 1
[10 empty] | Total | = | 1
[10 empty] | SAY | = | 1

## ABST ELECTRIFICATION
MALLESHWAR AGRO PRODUCER COMPANY LIMITED
NAME OF WORK :- PROPOSED CONSTRUCTION OF WAREHOUSE SHED FOE MALLESHWAR AGRO PRODUCER CO LTD IN SY NO. 88/2 AT POST SHELGAON, TQ. CHAKUR, DIST. LATUR.
S.W.III - Electrification OF W.H. 1/1680 MT
Abstract Sheet (Based on PWD Electrical CSR 2022-23 & Market rates)
I.N. | DESCRIPTON OF ITEM | QUANTITY | UNIT | I.N./P.N. | RATE | Add 5% other than Dist.Place | Total of 6+7 | AMOUNT
[5 empty] | Rs. Ps. | Rs. Ps. | Rs. Ps. | Rs. Ps .
1 | 2 | 3 | 4 | 5 | 6 | 7 | 8 | 9
1 | Supplying, erecting & terminating XLPE armoured cable 3 core 6 sq. mm. copper conductor continuous 5.48 sq. mm. (12 SWG) G.I. earth wire complete erected with glands & lugs, on wall/ trusses/ pole or laid in provided trench/ pipe as per specification no. CB-LT/CU | 30 | Running Meter | 7-2-16/129 | 283 | 14.15 | 297.15 | 8914.5
2 | Making trench of suitable width and depth in hard murum / tar road for laying provided LT cable up to and including 16 sq. mm complete as per specification no. CW-EXNCTR | 30 | Running Meter | 16-1-2/239 | 193 | 9.65 | 202.65 | 6079.5
3 | Making trench of suitable width and depth in soft soil for laying provided LT cable up to and including 16 sq.mm complete as per specification no. CW-EXN-CTR | 10 | Running Meter | 16-1-1/239 | 156 | 7.8 | 163.8 | 1638
4 | Supplying & erecting mains PVC unarmoured cable 1100Volt grade ISI mark 3 core / 2.5 sqmm stranded / solid copper complete erected on wall with duly painted G. I. Saddle @ | 130 | Running Meter | RA | 125.6 | 6.28 | 131.88 | 17144.4
5 | Supplying & erecting weatherproof powder coated distribution board 4 way with 2 x 6/10 Amp S. P. M. C. B. with industrial two pin plug socket 10 A and 3 pin plug top 10 A with top cover necessary connection etc complete with approved make. | 12 | Number | RA | 1290 | 64.5 | 1354.5 | 16254
6 | Providing point wiring for street light with PVC unarmoured cable 1100Volt grade ISI mark 3 core 1.5 sqmm stranded / solid copper erected on wall with G. I. Saddle duly painted @ 0,25 m C/C rigidly grouted in the wall with the help of plated screw including 4” x 4” M. S. box 2 way with epoxy painting & | 10 | Number | RA | 1223.6 | 61.18 | 1284.78 | 12847.8
7 | Supplying & erecting 10-12W, 230V integral type LED Lamp suitable for B-22/E-27 base. | 8 | Number | 2-10-11/42 | 230 | 11.5 | 241.5 | 1932
8 | Supplying and erecting LED street light fitting suitable for 20 to 25W, with PF > 0.95 class IP 65 and above housing of pressure die cast aluminium alloy and heat sink extruded aluminium complete as per specification No FG-ODF/FLS | 8 | Number | 2-5-2/34 | 2009 | 100.45 | 2109.45 | 16875.6
9 | Supplying and erecting street light Wall bracket made from 40 mm. dia ‘B’ class G.I. pipe 1.2 m in total length complete as per specification no. FG-BKT/WB | 1 | Number | 2-9-4/38 | 712 | 35.6 | 747.6 | 747.6
10 | Providing earthing with galvanized iron earth plate size 60 x 60 x 0.6 cm complete with all materials, testing & recording the results as per specification no. EA-EP | 1 | Number | 9-1-1/159 | 4238 | 211.9 | 4449.9 | 4449.9
11 | Providing pipe type earthing with 40mm. dia. G.l. pipe or 20 mm dia. G.l. Rod complete with all materials as per specification no. EA-EP | 1 | Number | 9-1-4/159 | 1355 | 67.75 | 1422.75 | 1422.75
12 | Supplying, erecting & marking DPMCB 6A to 32A, C- series (for motor/power) in provided distribution board as per specification no. SW-SWR/MCB | 1 | Number | 5-3-6/94 | 488 | 24.4 | 512.4 | 512.4
13 | Supplying, erecting & marking SPMCB 6A to 32A, B- series (for lighting) in provided distribution board as per specification no. SW-SWR/MCB | 1 | Number | 5-3-3/94 | 164 | 8.2 | 172.2 | 172.2
14 | Supplying and erecting GI sheet 1.6 mm (16 SWG) to be used for fabrication of boxes panel boards etc. including cutting, bending, drilling, welding, riveting etc. and painting with one coat of red lead paint and 2 coats of enamel paint. | 1 | Square Meter | 6-1-2/112 | 2264 | 113.2 | 2377.2 | 2377.2
15 | Supplying and erecting marine plywood 18/19 mm thick fixed to wall or on provided panel board with necessary materials such as screws, wall fasteners, supports, nut bolts etc. complete. | 1 | Square Meter | 6-1-14/113 | 1342 | 67.1 | 1409.1 | 1409.1
16 | Supplying and erecting triple pole and neutral distribution board (TPNDB) surface/ flush mounted suitable for SPMCB of 12 ways on iron / GI frame (horizontal busbar type) as per specification no. SW-SWR/MCBDB | 4 | Number | RA | 4732 | 236.6 | 4968.6 | 19874.4
17 | Supplying & erecting G.I. pipe ‘A’ class 25 mm dia. erected for enclosing XLPE armoured cable on wall/pole as per specification no. CB-CE | 20 | Running Meter | 7-6-1/138 | 196 | 9.8 | 205.8 | 4116
18 | Supplying & erecting G.I. pipe ‘A’ class 40 mm dia. erected for enclosing XLPE armoured cable on wall/pole as per specification no. CB-CE | 12 | Running Meter | 7-6-2/138 | 304 | 15.2 | 319.2 | 3830.4
19 | Supplying and laying (including excavation of suitable width & depth up to 90 cm) 75 mm outside dia. double wall corrugated pipes (DWC) of HDPE for enclosing cable below ground/road surface, to required depth complete. | 24 | Running Meter | 7-6-10/139 | 227 | 11.35 | 238.35 | 5720.4
20 | Supplying & erecting 18 guage M.S. Box powder coated (4"x4") 3 way for mains connection. | 8 | Number | MR | 80 | 4 | 84 | 672
21 | Supplying & erecting Siemens type brass cable glands for 3 to 4 core 6 sq. mm. /2 to 4 core 10 sq. mm. for XLPE armoured cable as per specification No. CB-GL | 6 | Number | 7-7-2/139 | 58 | 2.9 | 60.9 | 365.4
22 | Supplying shockproof type hand lamp with lamp holder, bulb/ lamp 100 W guarded glass and 30 mtr. 3 core PVC flexible cord with hand shield type 3 pin 6 Amp. Plug top. | 6 | Number | RA | 1573 | 78.65 | 1651.65 | 9909.9
23 | Point wiring for independent plug in 20 mm ISI marked HMS PVC conduit with 1.5 sq.mm (2+1E) FRLSH grade copper wire, flush type switch, earthing and required accessories as per specification No: WG-PW/SW | 6 | Number | 1-9-8/17 | 496 | 24.8 | 520.8 | 3124.8
24 | Supplying and erecting Street light bracket made from 25 mm. dia ‗B‘ class G.I. Pipe, 0.6 m in length along with pole cap of 300 mm length and 80 mm dia duly welded with provided leads as per specification no. FG-BKT/BPC | 8 | Number | RA | 466 | 23.3 | 489.3 | 3914.4
25 | Supplying & erecting mains with 2 x 2.5 Sq.mm stranded copper PVC insulated wire with 2 x 1.5 Sq.mm copper PVC wire in PVC casing - caping 20 mm on wall / ceiling. | 8 | Running Meter | RA | 131 | 6.55 | 137.55 | 1100.4
26 | Supplying & erecting main with 2 x 4.00 Sq.mm stranded copper PVC insulated wire with 2 x 1.5 Sq.mm copper PVC wire in PVC casing - caping on wall / ceiling. | 8 | Running Meter | RA | 154 | 7.7 | 161.7 | 1293.6
27 | Supplying and erecting double pole switch surface type/ flush type 240V, 32A with indicator lamp & fuse as per specification no. SW-SWR/BDP. | 10 | Number | 5-1-1/89 | 177 | 8.85 | 185.85 | 1858.5
28 | Supplying and erecting double pole metal clad switch withHC type fuse and neutral link 240V, 32A on iron / GI frame as per specification no. SW-SWR/MDP .. | 8 | Number | 5-1-3/89 | 783 | 39.15 | 822.15 | 6577.2
29 | Supplying & erecting 3W, 230V integral type LED Lamp suitable for B-22/E-27 base. | 8 | Number | 2-10-9/40 | 125 | 6.25 | 131.25 | 1050
30 | Supplying and erecting T8 Fluorescent tube day light 1200mm 36 W | 6 | Number | 2-10-2/40 | 44 | 2.2 | 46.2 | 277.2
31 | Supplying & erecting ready to use Retrofit T8 LED 18 / 20 tube light with polycarbonate body, heat sink, integrated HF electronic driver complete & compatible to T8 / T12 LED luminaire by disconnecting starter & ballast if necessary. | 8 | Number | 2-10-14/40 | 626 | 31.3 | 657.3 | 5258.4
32 | Supplying and erecting regular/ standard model ceiling fan of 900 /1050 mm. sweep complete erected in position as per specification no. FG-FN/CF | 10 | Square Meter | 2-12-2/41 | 1894 | 94.7 | 1988.7 | 19887
33 | Supplying and fixing wiremesh (Jali) cover suitable for fitting / fan or for any purpose, complete with necessary materials. The jali cover shall be made from good quality G.I. wire mesh | 8 | Number | 2-4-10/33 | 442 | 22.1 | 464.1 | 3712.8
34 | Supplying and erecting ding dong / electronic musical type call bell with heavy duty coil suitable to operate on 230V A.C. supply erected on polished double wooden block/sunmica block of suitable size | 6 | Number | 2-4-13/33 | 131 | 6.55 | 137.55 | 825.3
35 | Supplying and erecting street light Wall bracket made from 25 mm. dia ‘B’ class G.I. pipe 1.2 m in total length complete as per specification no. FG-BKT/WB | 6 | Number | 2-9-3/38 | 575 | 28.75 | 603.75 | 3622.5
36 | Supplying & erecting CRCA sheet metal one wayenclosures suitable for DP MCB /TP MCB /FP MCB erected on angle iron/GI frame complete. | 1 | Number | 5-4-23/97 | 361 | 18.05 | 379.05 | 379.05
37 | Supplying erecting and marking four pole isolators only switch version of miniature circuit breakers of 40A in provided distribution board complete. | 1 | Number | 5-3-24/95 | 625 | 31.25 | 656.25 | 656.25
[7 empty] | Total in Rs. | 190802.85

## INDEX (hidden)
NAME OF WORK :- PROPOSED CONSTRUCTION OF WAREHOUSE SHED FOE MALLESHWAR AGRO PRODUCER CO LTD IN SY NO. 88/2 AT POST SHELGAON, TQ. CHAKUR, DIST. LATUR.
INDEX
Sr.No. | Description | Pages
|  | From | To
1 | ¯Ö×¸ü×¿ÖÂ™ü-"†"
2 | Appendix-B
3 | Certificate C-1, C-2
4 | Fund head sheet
5 | General Report
6 | Recapitulation sheet
7 | Abstract
8 | Measurement sheet
9 | Rate Analysis
10 | Lead chart
11 | Quarry chart
12 | Crust thickness
13 | Cross section
14 | Village & Tq. Map

## APPENDIX-A&B (hidden)
¯Ö×¸ü×¿ÖÂ™ü-"†"
¯ÖÏ¿ÖÖÃÖ×úµÖ ´ÖÖ­µÖŸÖêÃÖÖšüß ÃÖÖ¤ü¸ü ú¸üÖ¾ÖµÖÖ“µÖÖ †Ó¤üÖ•Ö¯Ö¡ÖúÖ ÃÖÖê²ÖŸÖ ¯ÖÖšü¾ÖÖ¾ÖµÖÖ“Öß ´ÖÖ×ÆüŸÖß.
1 | úÖ´ÖÖ“Öê ­ÖÖÓ¾Ö ¾Ö ×ú´ÖÓŸÖ | :-
¹ý.
2 | ¸üÃŸÖê ×¾ÖúÖÃÖÖÃÖÖšüß šü¸ü×¾Ö»Öê»µÖÖ †ÖÏÎú´ÖÖ­ÖãÃÖÖ¸ü úÖ´ÖÖ“ÖÖ †ÖÏÎú´Ö | :-
3 | úÖ´Ö ×•Ö»ÆüÖ ÃŸÖ¸üßµÖ †ÃÖ»µÖÖÃÖ ×•Ö»ÆüÖ ×­ÖµÖÖê•Ö­Ö ¾Ö ×¾ÖúÖÃÖ ´ÖÓ›üôûÖ­Öê Öê»µÖÖ 3 ¾ÖÂÖÖÔŸÖ †ÖÏÎú´ÖÖ­Öê ×¿Ö±úÖ¸üÃÖ êú»Öß †ÖÆêü úÖµÖ-? µÖÖ ²ÖÖ²ÖŸÖ“Öß ´ÖÖ×ÆüŸÖß. | :-
4 | ‡ŸÖ¸ü úÖêÖŸµÖÖ µÖÖê•Ö­ÖêÖÖ»Öß (ÃÖß†Ö¸ü‹±ú/ ‹»Ö‹ ‡ŸµÖÖ¤üß †ÖÆêü úÖµÖ-? | :-
5 | úÖ´ÖÖ“Öß ´ÖÖÖÖß úÖêÖß êú»Öß †ÖÆêü-? | :-
6 | ¸üÃŸµÖÖ“ÖÖ 1961-1981 ¯ÖÏ´ÖÖÖê ¤ü•ÖÖÔ ¾Ö 1981-2001 ÃÖã“Ö×¾Ö»Öê»ÖÖ ¤ü•ÖÖÔ | :-
7 | úÖ´ÖÖ“µÖÖ ¯Ö×¸üÃÖ¸üÖŸÖß»Ö †ÛÃŸÖŸ¾ÖÖŸÖß»Ö ÃÖ¾ÖÔ ¸üÃŸÖê ¤ü¿ÖÔ×¾Ö»Öê»ÖÖ ­ÖúÖ¿ÖÖ •ÖÖê›ü»ÖÖ †ÖÆêü úÖµÖ-? | :-
8 | ÃÖ¤ü¸ü úÖ´ÖÖ´Öãôêû µÖÖ ¯Öã¾Öá ²ÖÖ¸ü´ÖÖÆüß ¸üÃŸµÖÖ­Öê ­Ö •ÖÖê›ü»Öß Öê»Öê»Öß ÖÖÓ¾Öê ²ÖÖ¸ü´ÖÖÆüß •ÖÖê›ü»Öß •ÖÖÖÖ¸ü †ÖÆêüŸÖ úÖµÖ-? ŸµÖÖÓ“Öß ­ÖÖÓ¾Öê ¾Ö »ÖÖêúÃÖÓµÖÖ | :-
9 | ¯ÖÏÃŸÖÖ×¾ÖŸÖ úÖ´Ö †Ö×¤ü¾ÖÖÃÖß / ×²ÖÖ¸ü †Ö×¤ü¾ÖÖÃÖß Öê¡ÖÖŸÖß»Ö †ÖÆêü úÖµÖ-? (†Ö×¤ü¾ÖÖÃÖß ¾Ö ×²ÖÖ¸ü †Ö×¤ü¾ÖÖÃÖß Öê¡ÖÖŸÖß»Ö úÖ´ÖÖÃÖÖšüß ¾ÖêÖ¾ÖêÖôûß †Ó¤üÖ•Ö¯Ö¡Öêú †ÃÖÖ¾Öß | :-
10 | ÃÖ¤ü¸ü úÖ´ÖÖ“Öê ²ÖÖ•Öã ²ÖÖ•Öã“µÖÖ ¯Ö×¸üÃÖ¸üÖŸÖß»Ö ¥üÛÂ™ü­Öê ²ÖÖÖÖµÖŸÖ ˆªÖêÖ ¯ÖÏú»¯Ö, ÃÖÖÖ¸ü úÖ¸üÖÖ­ÖÖ, úÖ¯ÖæÃÖ ×Ö¸üµÖÖ ‡ŸµÖÖ¤üà“Öê ´ÖÆüŸ¾Ö ŸµÖÖ“Ö ¯ÖÏ´ÖÖÖê ×•Ö»ÆüµÖÖ“Öê †Æü¾ÖÖ»ÖÖŸÖ ×¤ü»Öß †ÖÆêü úÖµÖ-? | :-
11 | ÃÖ¤ü¸ü úÖ´Ö ¸üÖê•ÖÖÖ¸ü Æü´Öß µÖÖê•Ö­ÖÖ / ÖÏÖ´ÖßÖ ³Öæ´ÖßÆüß­Ö ¸üÖê•ÖÖÖ¸ü ÆüÖ´Öß µÖÖê•Ö­ÖêŸÖæ­Ö (RLEGP) ‘ÖêµÖÖÓŸÖ †Ö»Öê Øú¾ÖÖ ­ÖÖÆüß, †ÃÖ»µÖÖÃÖ ¸üÃŸµÖÖ“µÖÖ ¯ÖÏŸµÖêú ³ÖÖÖÖ“Öß ÃÖª:ÛÃ£ÖŸÖß ¾Ö ÃÖ¤ü¸ü µÖÖê•Ö­ÖêÖÖ»Öß ‘ÖêŸÖ»Öê»Öß- —ÖÖ»Öê»Öß úÖ´Ö ¯ÖÖšü×¾Ö»Öê»µÖÖ †Ó¤üÖ•Ö¯Ö¡ÖúÖŸÖæ­Ö ¾ÖÖôû»Öê †ÖÆêü úÖµÖ-? µÖÖ ²ÖÖ²ÖŸÖ Ã¯ÖÂ™ü Öã»ÖÖÃÖÖ ¯ÖÏú»¯Ö †Æü¾ÖÖ»ÖÖŸÖ †ÖÆêü úÖµÖ-? | :-
12 | ¿ÖÖÃÖ­Ö ¯Ö×¸ü¯Ö¡Öú Îú´ÖÖÓú ²Öß›üß‹ÃÖ 1082 ¯ÖÏ.ÎÓú.2451/ úÖ.11 ×¤ü­ÖÖÓú 14-7-82 ¯ÖÏ´ÖÖÖê ÃÖã“Ö­ÖÖÓ“Öê †­Öã¯ÖÖ»Ö­Ö êú»Öê †ÖÆêü Øú¾ÖÖ ­ÖÖÆüß (¤ü•ÖÖÔ ‡ŸµÖÖ¤üß) | :-
13 | ¯Öã»ÖÖ“Öê úÖ´Ö †ÃÖ»µÖÖÃÖ ŸµÖÖ“µÖÖ •ÖÖÖß ¯Öã»Ö ­ÖÃÖ»µÖÖÃÖ ÆüÖêÖÖ-µÖÖ ¾ÖÖÆüŸÖãú †›ü£ÖôûµÖÖÓ“Öê ¯ÖÏ´ÖÖÖ Æêü †­Öã–ÖêµÖ ¯ÖÏ´ÖÖÖ ¯ÖêÖÖ ú´Öß Øú¾ÖÖ •ÖÖÃŸÖ µÖÖ ²ÖÖ²ÖŸÖ“ÖÖ Ã¯ÖÂ™ü Öã»ÖÖÃÖÖ | :-
14 | ¯Öã»ÖÖ“Öê úÖ´Ö †ÃÖ»µÖÖÃÖ •µÖÖ ¸üÃŸµÖÖ¾Ö¸ü ¯Öã»Ö ¯ÖÏÃŸÖÖ×¾ÖŸÖ êú»ÖÖ †ÖÆêü, ŸµÖÖ ¸üÃŸµÖÖ“Öß ÃÖª:ÛÃ£ÖŸÖß | :-
15 | †Ó¤üÖ•Ö¯Ö¡ÖúÖŸÖ ÃÖ´ÖÖ×¾ÖÂ™ü •Ö»Ö×­ÖÃÃÖÖ:¸üÖÖ“µÖÖ úÖ´ÖÖ´Öãôêû ÃÖÓ²ÖÓ×¬ÖŸÖ ¸üÃŸÖÖ ²ÖÖ¸ü´ÖÖÆüß ÆüÖêÖÖ¸ü †ÖÆêü úÖ ­ÖÃÖ»µÖÖÃÖ ˆ¾ÖÔ¸üßŸÖ úÖ´Ö ¾Ö ŸµÖÖ“ÖÖ †Ó¤üÖ×•ÖŸÖ Ö“ÖÔ | :-
16 | ›üÖÓ²Ö¸üßú¸üÖÖ“ÖÖ ¯ÖÏÃŸÖÖ¾Ö †ÃÖ»µÖÖÃÖ Øú¾ÖÖ ­ÖúÖ¿ÖÖ ¾Ö¹ý­Ö ³ÖÖê¾ÖŸÖÖ»Ö“Öê ›üÖÓ²Ö¸üß ¸üÃŸÖê ¤üÖÖ¾Öã­Ö (¯ÖÏŸµÖÖ ›üÖÓ²Ö¸üß †ÃÖ»Öê»Öê, †Ó¤üÖ•Ö¯Ö¡ÖúÖ´Öãôêû ­Ö•Ößú“µÖÖ ³Ö×¾ÖÂµÖúÖôûÖŸÖ ›üÖÓ²Ö¸üß ÆüÖêÖÖ¸êü) ŸÖÖê | :-
17 | †ÛÃŸÖŸ¾ÖÖŸÖß»Ö ¸üÃŸµÖÖ“Öß ÃÖã¬ÖÖ¸üÖÖ Øú¾ÖÖ ›üÖÓ²Ö¸üß ú¸üÖÖ“ÖÖ ¯ÖÏÃŸÖÖ¾Ö †ÃÖ»µÖÖÃÖ ¸üÃŸµÖÖ“µÖÖ 1961-1981 ¾Ö 1981-2001 ¯ÖÏ´ÖÖÖê ¤ü•ÖÖÔ, ¸üÃŸµÖÖ¾Ö¸üß»Ö ÃÖªÖ“µÖÖ Ö›üß“µÖÖ £Ö¸üÖ“Öß •ÖÖ›üß ×úŸÖß ¾Ö ¸üÃŸµÖÖ¾Ö¸üß»Ö ÃÖªÖ“Öß ¾ÖÆüÖŸÖãú ¾Ö¤Ôüôû ×úŸÖß-? (¯ÖÏ×ŸÖ×¤ü­Ö ´Öê.™ü­Ö .........¯ÖßÃÖßµÖã) | :-
18 | ¯ÖÏÃŸÖÖ×¾ÖŸÖ ¸üÃŸÖÖ ÆüÖ ²ÖÖÓ¬ÖŸÖÖÓ­ÖÖ ¸üÖ×Æü»Öê»ÖÖ ³ÖÖÖ (×´ÖÃÖàÖ Ø»Öú) †ÃÖê»Ö ŸÖ¸ü †ÛÃŸÖŸ¾ÖÖŸÖß»Ö ˆ¾ÖÔ¸üßŸÖ ³ÖÖÖÖ“Öß ÃÖª:ÛÃ£ÖŸÖß | :-
19 | ¾ÖÖÙÂÖú ¯Ö•ÖÔ­µÖ´ÖÖ­Ö | :-
20 | ¬ÖÖ´Öáú Ã£Öôêû Øú¾ÖÖ ¯ÖµÖÔ™ü­Ö ‡ŸµÖÖ¤üß ´ÖÆüŸ¾ÖÖ“µÖÖ ×šüúÖÖÖ´Öãôêû µÖêÖÖ¸êü ´ÖÆüŸ¾Ö | :-
21 | ´ÖãµÖ †×³ÖµÖÓŸÖÖ µÖÖÓ“Öß ¯ÖÏŸÖß Ã¾ÖÖÖ¸üß †ÃÖ»Öê»Öê µÖÖêµÖ ­Ö´Öã­µÖÖŸÖß»Ö ¯ÖÏ´ÖÖÖ¯Ö¡Ö ¯ÖÏú»¯Ö †Æü¾ÖÖ»ÖÖ ÃÖÖê²ÖŸÖ •ÖÖê›ü»Öê †ÖÆêü úÖµÖ-? | :-
22 | ¤ü¸üÃÖã“Öß“Öê ¾ÖÂÖÔ | :-
NAME OF WORK :- PROPOSED CONSTRUCTION OF WAREHOUSE SHED FOE MALLESHWAR AGRO PRODUCER CO LTD IN SY NO. 88/2 AT POST SHELGAON, TQ. CHAKUR, DIST. LATUR.
APPENDIX- B
INFORMATION TO BE SUBMITTED ALONGWITH CASES SUBMITTED FOR ADMINISTRATIVE APPROVAL (TO BE ENCLOSED WITH ESTIMATE.)
1 | Name of work | :- | #REF!
2 | Authority for plans & estimate (Reference from Government if any) | :-
3 | Justification for the work like whose demand, assurance, LAQ need etc. | :-
4 | District & Taluke | :-
5 | Length of Road in km. proposed for | :-
i) | New construction along with standard (VR/ODR/MDR/SH) as per 1961-81 and 1981-2001 | :-
ii) | Improvement giving existing crust thick ness and proposed thickness. | :-
iii) | Treatment of asphalt proposed (Single/ Double lane) & nature of treatment. | :-
iv) | If widening of existing carriageway traffic intensity in PCU | :-
6 | No. of HP/ Irrigation drains | :-
7 | No. of Slab drain | :-
8 | Details of Bridge alongwith location, Linear waterway in meters, single/ double lane & height of road level from lowest bed level. | :-
9 | Cost per km. in case of improvement of road or new construction of this cost should be inclusive of various percentage such as W.C. Establishment and Quality Control etc. | :-
(Must be given separately for each of category 5 (i) (ii) (iii) (iv) reference to above.)
10 | Cost of HP drain per No. for different types. | :-
11 | A) Cost of slab drain / meter length | :-
| B) Per Sqm. area of elevation | :-
12 | a) Cost of Minor bridge per meter length | :-
| b) Per Sqm. area of elevation | :-
13 | Cost of Major bridge per meter length of linear waterway. (In case of major bridge type of foundation such as Raft/ Open/ Well must be given) | :-
14 | Cost of asphalt treatment per km./sqm (Also give nature of treatment clearly) | :-
15 | Sectionwise position of entire length stating clearly | :-
a) | Section where work is completed. | :-
b) | Section where work is in progress for or budgetted. | :-
c) | Section where Ps & Es are already AA | :-
d) | Section for which Ps & Es are already submitted earlier. | :-
e) | Section for which Ps & Es now submitted | :-
f) | Section for which Ps & Es are yet to be submitted. | :-
16 | Whether type cross section of road Imp/ widening BT including category of road, crust thickness & width is enclosed with estimate. | :-
17 | Whether the work is affected by Irrigation Project-? | :-
18 | If so whether proposal regarding sharing of cost in respect of Irrigation project affected work is made-? | :-
19 | For Bridge project whether the instruc- tions issued under Govt. Circular No. RRM 1082/CR-2420/D-11 dt. 13-5-82 have been followed. | :-
20 (a) | Whether stream cross section showing road top and total length is enclosed in respect of bridges with linear waterway upto 30 meter. | :-
b) | Whether cross section showing the span arrangement anticipated foundation level, bridge top, OFL,HFL etc. and technical note as obtained from SEDC is enclosed with estimates in respect of linear waterway between 30mtr & 60mtr. | :-
c) | Whether detailed estimates as per SEDC's technical note is prepared in respect of linear waterway more than 60 mtr. | :-
21 | Condition of existing structure of CD work / bridges if new CD work/ bridge is proposed at the same location. | :-
22 | Whether site is suitable for bridge cum bandhara type structure. | :-
23 | Whether existing bridges near about the proposed bridge are shown on plan | :-
24 | If the existing structure is dismantled whether credigt of materials is considered in the estimates. Whether credit for usable and available hard rock etc. is considered in estimate for road and bridge works. | :-
25 | If part work/ items (Such as earthwork etc.) carried out under other programme such as EGS/RLEGP, CRASH etc. whether such work items are deleted while preparing estimate or credit given in the estimate. | :-
26 | Does the work or section there of appears in the budget, if so indicate year, item no and page no. | :-
27 | Is the key map (RDP) index map (Toposheet) type cross section of road, submergence plan of any water storage project which affects this work, enclosed with estimates-? Do the maps show all existing roads in the vicinity-? | :-
Sub-Divisional Engineer, |  |  | Executive Engineer,
P.W.Sub-Divn____________ |  |  | P.W.Division___________
Superintending Engineer, |  |  | Chief Engineer,
P.W.Circle,__________ |  |  | P.W.Region,Aurangabad.

## APPENDIX-C (hidden)
APPENDIX- "C-1"
CERTIFICATE.
NAME OF WORK :- PROPOSED CONSTRUCTION OF WAREHOUSE SHED FOE MALLESHWAR AGRO PRODUCER CO LTD IN SY NO. 88/2 AT POST SHELGAON, TQ. CHAKUR, DIST. LATUR.
Certified that a report has been obtained from the competent Officers of the Irrigation Department / Public Health Department that the work proposed in the Plans and estimates is not going to be affected / under submergence by any of the Irrigation / Hydr
NAME OF WORK :- PROPOSED CONSTRUCTION OF WAREHOUSE SHED FOE MALLESHWAR AGRO PRODUCER CO LTD IN SY NO. 88/2 AT POST SHELGAON, TQ. CHAKUR, DIST. LATUR.
APPENDIX- "C-2"
CERTIFICATE.
1 | Certified that the estimates are proposed according to the physical norms stipulated for each and every component of bridge or road work as per laid down by the state Government or as obtained in the ISS/ IRC Specification.
2 | Certified that project has been scrutinized and it is verified that various provisions made therein are technically adequate and the entire proposal is considered to be technically sound.
3 | Certified that existing nearest available quarries are provided in estimate.
4 | Certified that materials available in the quarries provided in the estimate are of right quality and sufficient quantity for the work.
5 | Certified that rates provided in the estimate are adopted as per DSR of P.W.Division, ……………. for the year 2003-2004 and Non DSR items are supported by rate analysis.
6 | Certified that starting point and end point of proposed roads are fied at site and their locations are given in the estimate.
7 | Certified that classification of cutting is done as per natural strata of the cutting.
8 | Certified that leads of materials provided in the estimate are as per lead chart attached.
9 | Certified that land rates for land acquisition have been obtained from concerned revenue authority.
10 | Certified that there are no temples, mosques, wells, burried ground other religious struch on the proposed alignment of the road.
11 | Certified that 100% arithmetical check is exercised in this estimate.
12 | Certified that survey work and preparation of plans and estimates has been done against sanctioned survey estimate.
13 | Certified that cost of detailed estimate will not more than 10% of the cost considered for block estimate.
14 | Certified that there is no objection from Forest Department in respect of alignment passing through forest land.
15 | Certified that no scarcity metal is available within vicinity of this work
16 | Certified that work or part there of is not included in any programmed such as EGS/ RLEGP/ etc. or covered under work already approved budgetted and earlier submitted for A.A. not yet approved.
NAME OF WORK :- PROPOSED CONSTRUCTION OF WAREHOUSE SHED FOE MALLESHWAR AGRO PRODUCER CO LTD IN SY NO. 88/2 AT POST SHELGAON, TQ. CHAKUR, DIST. LATUR.
ESTIMATE
| DIVISION | :-
| SANCTIONED ESTIMATE No. | :-
| FUND HEAD | :-
| MAJOR HEAD | :-
| MINOR HEAD | :-
| SERVICE HEAD | :-
| DEPARTMENTAL HEAD | :-
Estimate framed in the Office of the Executive Engineer, Public Works Division, …………………………………….. of the probable expenses that will be incurred in
Rs.
Administrative Approved under
| No. | Dated |  |  | Rs.
Technical sanction under
| No. | Dated |  |  | Rs.
| Estimated prepared by |  | :- | ………………………. |  | In the office of the
Sub-Divisional Engineer,
P.W.Sub-Divn………………
| And checked by |  | :- | …………………………….
Sub-Diovisional Engineer
! Call or Authority !

## CHECK-LIST (hidden)
NAME OF WORK :- PROPOSED CONSTRUCTION OF WAREHOUSE SHED FOE MALLESHWAR AGRO PRODUCER CO LTD IN SY NO. 88/2 AT POST SHELGAON, TQ. CHAKUR, DIST. LATUR.
CHECK LIST
(To be submitted along with revised Estimate)
1 | Copy of the G.R. of Administrative approval along with copy of approved estimate
2 | If work sanctionedby Other Department, copy of G.R. Under which particular work administratively approved and copy of sanctioned estimate please be attached
3 | Copy of technically sanctioned estimate please be attached
4 | If the expenditure reconcilled by Accountant General II Nagpur copy of the Letter be attached.
5 | Excess Saving Statement
i) Comparing with administrative approved provisions.
ii) Comparing with T.S. Provision (Two seperate statement to be prepared)
6 | Analysis of Excess in Govt. prescribed Vertical form with their % age.
7 | Statement showing each category of excess ofsaving.
8 | Fully explained reasons for excess andsaving.
9 | Appendix “A” and “B” as prescribed by Govt. to be attached with filled all accurate information.
10 | Date and year with budget provisions appeared Ist time in budget with fund head.
11 | Modification fully explained in General Report.
12 | Revised estimate/work slip form in 4 copies to be submitted to circle office.
13 | All necessary drawings, as per list Index, Map, Land acquisition plan, Location etc. as per administratively approved estimate.
14 | All Necessary drawing as per Technical sanction estimate.
15 | All Necessary drawing as per actual execution.
16 | Date and year, when excess more than 10% involved with position of work.
17 | Present position of work in all respect, whether work complete.
(i) Or Balance and with specified reasons.
(ii) If Work physically completed month/ year.
18 | Position of Payment to the contractor
19 | If work executed through different agencies of Department.
For copies of letter from compaitant authority in case.
i) Site is change in increase in length
ii) DSR is change
iii) Higher percentage of Tender is accepted.
iv) Quantity is increased during execution.
v) Any deviation from design paint of view.
20 | Extra expenditure debited on work for supplying cement and steel (Issue rate DSR).
21 | Escalation and other claims if paid to the contractor during execution.
22 | Necessary applicable Certificate to be attached copies are (Enclosed for ready reference)
23 | Any T.E.O. are adjusted on account of fine to the contractor or any recoveries from contractor.

## REVISED-M (hidden)
ºÉÖvÉÉÊ®úiÉ ¦É¶ÉÉºÉÊEòªÉ ¨ÉÉxªÉiÉäºÉÉ`öÒ ºÉÉä¤ÉiÉ tÉ´ÉªÉÉSÉÒ ¨ÉÉÊ½þiÉÒ
+.GÆò.
1-+ | ¦ÉEò±{ÉÉSÉä ¦É¶ÉÉºÉÊEòªÉ ¨ÉÉxªÉiÉÉ ¦ÉÉ{iÉ +ÆnùÉVÉ{ÉjÉEò xÉÉÆ´É ´É ËEò¨ÉiÉ (¯û. ±ÉÉJÉÉiÉ) EòÉ. ={É-Ê¶É¹ÉÇÊxÉ½þÉªÉ | :-
¹ý.
²Ö | ¦É¶ÉÉºÉÊEòªÉ ¨ÉÉxªÉiÉÉ ÊnùxÉÉÆEò | :-
Eò | EòÉ¨É {ÉÚhÉÇ ´½þÉ´ÉªÉÉSÉä +{ÉäÊIÉiÉ EòÉ±ÉÉ´ÉvÉÒ | :-
b÷ | iÉÉÆÊjÉEò ¨ÉÆVÉÚ®úÒ | :-
2 | ¦É¶ÉÉºÉÊEòªÉ ¨ÉÉxªÉiÉÉ ¦ÉÉ{iÉ ËEò¨ÉiÉ EòÉähÉiªÉÉ ´É¹ÉÉÇSªÉÉ nù®ú ºÉÖSÉÒ´É®ú +ÉvÉÉ®úÒiÉ +É½äþ. | :-
3-+ | EòÉ¨É ¦ÉiªÉIÉ EòÉähÉiªÉÉ ºÉÉ±ÉÒ ºÉÖ¯û ZÉÉ±Éä ´É EòÉähÉiªÉÉ {ÉvnùiÉÒ xÉÖºÉÉ®ú ºÉÖ¯û Eäò±Éä. | :-
1 | ¨ÉvÉÒ±É EòÉ±ÉÉ´ÉvÉÒ 1 ´É¹ÉÉÇ {ÉäIÉÉ VÉÉºiÉ +ºÉ±ªÉÉºÉ iªÉÉSÉä EòÉ®úhÉä | :-
4+ | ºÉÖvÉÉ®úÒiÉ ¦É¶ÉÉºÉÊEòªÉ ¨ÉÉxªÉiÉäºÉÉ`öÒ +ÉiÉÉ ¦ÉºiÉÉÊ´ÉiÉ Eò®úhªÉÉiÉ +É±Éä±ÉÒ EòÉ¨ÉÉSªÉÉ ={É-Ê¶¹ÉÉÇÊxÉ½þÉªÉ ËEò¨ÉiÉ ( ¯û. ±ÉÉJÉÉiÉ) | :-
¤É | EòÉ¨É {ÉÚhÉÇ ZÉÉ±Éä ËEò´ÉÉ +{ÉÚhÉÇ +É½äþ iªÉÉ +xÉÚ¹ÉÆMÉÉxÉä ºÉÖvÉÉÊ®úiÉ ¦É¶ÉÉºÉÊEòªÉ ¨ÉÉxªÉiÉÉ ¦ÉºiÉÉ´É EòÉähÉiªÉÉ xÉ¨ÉÚxªÉÉiÉ Ênù±Éä±ÉÉ +É½äþ iÉä º{É¹]õ Eò®úÉ´Éä. | :-
Eò | EòÉ¨É {ÉÚhÉÇ ZÉÉ±Éä +ºÉ±ªÉÉºÉ ¨É½þÉ±ÉäJÉÉ{ÉÉ±ÉÉSÉä BEÚòhÉ ´ÉMÉÉÇ ¤ÉÉ¤ÉiÉSÉä ¦É¨ÉÉhÉ{ÉjÉ ºÉ¨ÉÉ{iÉ +½þ´ÉÉ±ÉÉ ºÉÉä¤ÉiÉ +É½äþiÉ EòÉªÉ | :-
b÷ | ºÉÖvÉÉ®úÒiÉ ¦É¶ÉÉºÉÊEòªÉ ¨ÉÉxªÉiÉäºÉÉ`öÒ ¦ÉºiÉÉÊ´ÉiÉ Eò®úhªÉÉiÉ +É±Éä±ÉÒ ËEò¨ÉiÉ EòÉähÉiªÉÉ ´É¹ÉÉÇSªÉÉ nù®ú ºÉÖSÉÒ´É®ú +ÉvÉÉ®úÒiÉ +É½äþ. ( ´ÉäMÉ´ÉäMÉ³ýªÉÉ nù®úºÉÚSÉÒ Eäò±Éä +ºÉ±ªÉÉºÉ º´ÉiÉÆjÉ ¦É{ÉjÉÉiÉ iªÉÉÆSÉä ¦ÉiªÉäEò nù®úºÉÖSÉÒ ¦É¨ÉÉhÉä JÉSÉÉÇSÉÒ iÉ{É¶ÉÒ±É´ÉÉ®ú ¤ÉÉ¤ÉiÉ ´ÉäMÉ³ýªÉÉ nù® úºÉÖSÉÒSÉÉ ´ÉÉ{É®úÉSÉÉ EòÉ®úhÉÉºÉ½þ tÉ´ÉÉ.) | :-
<Ç | ºÉÖvÉÉÊ®úiÉ ¦É¶ÉÉºÉÊEòªÉ ¨ÉÉxªÉiÉäSÉÉ ¦ÉºiÉÉ´É +ÊvÉIÉEò +Ê¦ÉªÉÆiÉÉ EòbÖ÷xÉ ¨ÉÚJªÉ +Ê¦ÉªÉÆiÉÉEòbä÷ ¦ÉÉ{iÉ ZÉÉ±Éä±ÉÉ ÊnùxÉÉÆEò. | :-
5.1-+ | EòÉ¨É {ÉÚhÉÇ +ºÉ±ªÉÉºÉ ºÉÖvÉÉÊ®úiÉ ¦É¶ÉÉºÉÊEòªÉ ¨ÉÉxªÉiÉäSÉÉ ¶ÉÉºÉxÉÉºÉ ºÉÉnù®ú Eò®úhªÉÉiÉ +É±Éä±ÉÉ ´ÉMÉÇ +JÉä®ú {ÉªÉÈiÉSÉÉ ZÉÉ±Éä±ªÉÉ ¦ÉiªÉIÉ JÉSÉÉÇSÉÉ ={É-Ê¶É¹ÉÉÇÊxÉ½þÉªÉ. | :-
¤É | BEÖòhÉ ¦ÉiªÉIÉÉiÉ ZÉÉ±Éä±ÉÉ JÉSÉÇ ¦É¶ÉÉºÉÊEòªÉ ¨ÉÉxªÉiÉäSÉÉ ¶ÉÉºÉxÉÉºÉ ºÉÉnù®ú Eò®úhªÉÉÆiÉ +±Éä±ÉÉ ´ÉMÉÇ +JÉä®ú {ÉªÉÇxiÉSÉÉ ZÉÉ±Éä±ªÉÉ ¦ÉiªÉIÉ JÉSÉÉÇSÉÉ ={É-Ê¶É¹ÉÇÊxÉ½þÉªÉ. | :-
Eò | EòÉ¨É ¦ÉiªÉIÉÉiÉ VªÉÉ ´É¹ÉÉÇ {ÉÉºÉÚxÉ ºÉÖ¯û Eò®úhªÉÉiÉ +É±Éä +É½äþ iªÉÉ ´É¹ÉÉÇ{ÉÉºÉÚxÉ SÉÉ±ÉÚ Ê´ÉkÉÒªÉ ´É¹ÉÉÇ {ÉªÉÈiÉ ºÉnù®ú EòÉ¨ÉÉºÉ Eò®úhªÉÉiÉ +É±Éä±ÉÉ ÊxÉ½þÉªÉ +lÉÇºÉÆEò±{ÉÉiÉ ÊxÉ½þÉªÉiÉ®ú ZÉÉ±Éä±ÉÉ JÉSÉÇ. | :-
5.2-+ | ¨ÉÚ³ý ¦É¶ÉÉºÉÊEòªÉ ¨ÉÉxªÉiÉäSªÉÉ ´ªÉÉ{iÉÒ EòÉÆ½þÒ ¦ÉÉMÉ ÊxÉvÉÒSÉä ºjÉÉäiÉÉiÉÚxÉ Eäò±ÉÉ +É½äþ EòÉ | :-
¤É | iÉºÉä Eäò±Éä +ºÉ±ªÉÉºÉ iªÉÉ EòÉ¨ÉÉSÉÉ ={É-Ê¶É¹ÉÉÇÊxÉ½þÉªÉ iÉ{ÉÊ¶É±É ´ªÉÉ{iÉÒ | :-
Eò | +- xÉÚºÉÉ®ú EòÉªÉÇ´ÉÉ½þÒ Eäò±ÉÒ +ºÉ±ªÉÉºÉ ½þÉ JÉSÉÇ ªÉÉ ¦ÉºiÉÉÊ´ÉiÉ +ÆiÉMÉÇiÉ Eò¯ûxÉ ¨ÉÚtÉ GÆò.6 xÉÖºÉÉ®ú Eò®úhªÉÉiÉ ªÉÉ´ÉÉ ´É iªÉÉ ¤Ét±É ¦É. ¨ÉÉ. xÉÖºÉÉ®ú Eò®úÉ´Éä. | :-
5-+ | ¨ÉÚ³ý ¦É¶ÉÉºÉÊEòªÉ ¨ÉÉxªÉiÉÉ EòÉÆ½þÒ EòÉ¨ÉÉÆSÉÉ ¦ÉÉMÉ ´ÉMÉ³ý±ÉÉ +É±Éä EòÉªÉ | :-
¤É | iÉºÉä Eäò±Éä +ºÉ±ªÉÉºÉ iªÉÉSÉÉ iÉ{ÉÊ¶É±É ´É ËEò¨ÉiÉ tÉ´ÉÉ. (¦É. ¨ÉÉ. ¦É¨ÉÉhÉ) | :-
Eò | +-xÉÖºÉÉ®ú EòÉ¨ÉÉSÉÉ ¦ÉÉMÉ ´ÉMÉ³ý±Éä +ºÉ±ªÉÉºÉ ºÉÖ. ¦É. ¨ÉÉ. ¦ÉºiÉÉ´É-¤É ( xÉÚºÉÉ®ú ËEò¨ÉiÉ ¨ÉÚ³ý ¦É. ¨ÉÉ. ¨ÉvÉÚxÉ ´ÉVÉÉ Eò¯ûxÉ iªÉÉ +ÉvÉÉ®äúºÉÖ. ¦É. ¨ÉÉ. ¦ÉºiÉÉ´É Eò¯ûxÉ ¨ÉÚtÉ GÆò¨ÉÉEò-6 ¨ÉvÉÒ±É iÉÚ±ÉxÉÉ Eò¯ûxÉ nù¶ÉÇ´ÉÉ´ÉÉ ´É iªÉÉ¤Ét±É ¦É¨ÉÉÊhÉiÉ Eò®úÉ´Éä) | :-
6 | ¦É¶ÉÉºÉÊEòªÉ ¨ÉÉxªÉiÉÉ ¦ÉÉ{iÉ ËEò¨ÉiÉ ºÉÖvÉÉÊ®úiÉ ¦É¶ÉÉºÉÊEòªÉ ¨ÉÉxªÉiÉäºÉÉ`öÒ ¦ÉºiÉÉÊ´ÉiÉ Eò®úhªÉÉiÉ +É±Éä±ÉÒ ËEò¨ÉiÉ ªÉÉÆSÉÉ iÉÚ±ÉxÉÉi¨ÉEò iÉHòÉ. | :-

## REVISED-M1 (hidden)
( +{ÉÊ®ú½þÉªÉÇ EòÉ®úhÉÉºiÉ´É ZÉÉ±Éä±ÉÒ ´ÉÉfø ´É ¤ÉSÉiÉ )
¤ÉÉ¤É | ´ÉÉfø/ | ¨ÉÚ³ý ¦É¶ÉÉºÉÊEòªÉ ¨ÉÉxªÉiÉÉ ¦ÉÉ{iÉ ËEò¨ÉiÉÒSªÉÉ iÉÚ±ÉxÉäiÉ ]õCEäò´ÉÉ®úÒ | ´ÉÉføÒ´É/ ¤ÉSÉiÉÒSÉä º{É¹]õÒEò®úhÉ / ºÉ¨ÉlÉhÉÇ
1 | 2 | 3 | 4
1 | ÊxÉ´´É³ý nù®úºÉÖSÉÒiÉÒ±É ¡ò®úEòÉ¨ÉÚ³äý | -- | --
2 | VÉÉºiÉ PªÉÉ´ÉªÉÉSÉÒ ÊxÉÊ´ÉnùÉ ÊºÉ´ÉEòÉ®±ªÉÉ EòÉ®úhÉÉxÉä | -- | --
3 | ¦ÉÚ-ºÉÆ{ÉÉnùxÉ ËEò¨ÉiÉ
4 | ºÉÆEò±{ÉÉiÉÒ±É ¤Énù±É (EÞò{ÉªÉÉ ¦ÉiªÉäEò ¤ÉÉ¤ÉiÉ Eò®úÉ´ÉÒ )
5 | EòÉ¨ÉÉSªÉÉ ´ªÉÉ{iÉÒiÉÒ±É ¤ÉÉ¤É (EÞò{ÉªÉÉ ¦ÉiªÉäEò ¤ÉÉ¤ÉiÉ Eò®úÉ´ÉÒ )
6 | JÉÉänùEòÉ¨É ´ÉÉføÒ¨ÉÚ³äý
7-+ | <iÉ®ú EòÉ®úhÉä (+) ¦ÉÉ´É ´ÉÉfø {ÉÊ®úÊ¶É¹]õ-+ (´É®úÒ±É ºÉÉ¨ÉÖOÉÒSÉÒ <iªÉÉnùÒ.)
<iÉ®úEòÉ®úhÉÉ¨ÉÚ³äý ¨ÉÆVÉÚ®ú +ÆnùÉVÉ{ÉjÉEòÉ¨ÉvªÉä nù¤ÉÉ<Ç Ê{ÉSÉÓMÉSÉÒ iÉ®úiÉÚnù {ÉÚ®úÒ `äö´ÉhªÉÉiÉ +É±Éä±ÉÒ +É½äþ ´É iªÉÉ ¦É¨ÉÉhÉä EòÉ¨ÉEò®úhÉä +É´É¶ªÉEò +ºÉä±É. iªÉÉ¨ÉvªÉä ´ÉÉf ZÉÉ±Éä±ÉÒ +É½äþ.
¤É | xÉ]õÉ³ýiÉÉ ªÉähªÉÉªÉÉäMÉªÉ EòÉ®úhÉÉ¨ÉÚ³äý ZÉÉ±Éä±ÉÒ ´ÉÉfø ´É ¤ÉSÉiÉ
ú | ºÉÚvÉÉÊ®úiÉ ¦É. iÉÉ. ¨ÉÉÆ. ¦ÉºiÉÉ´ÉÉxÉÚºÉÉ®ú ªÉähÉÉ®úÒ =´ÉÇ®úÒiÉ EòÉ¨ÉÉSÉÒ ËEò¨ÉiÉ
8 | ºÉÖvÉÉ®úÒiÉ EòÉ¨É {ÉÚhÉÇ +{ÉäÊIÉiÉ JÉSÉÇ
9 | ¦É®ú{ÉÉ<Ç ´É ¦É®ú{ÉÉ<ÇúºÉ½þ ´É ¦É®ú{ÉÉ<Ç Ê¶É´ÉÉªÉ JÉSÉÇ
10 | EòÉ¨ÉÉSÉÒ ´ªÉÉ{iÉÒiÉ/ ºÉÆEò±{ÉÉiÉ¤Énù±É ZÉÉ±Éä +É½äþ EòÉªÉ +ºÉ±ªÉÉºÉ iÉÉä ¤Énù±É EòÉähÉ ¦ÉÉÊvÉEÞònù ´É ºÉÆnùÌ¦ÉªÉ +ÊvÉEòÉ®úÒ ºÉ½þ ¤Énù±ÉÒSÉÉ iÉ{ÉÊ¶É±É tÉ´ÉÉ.
11 | EòÉ¨ÉÉSªÉÉ ºÉÆ¤ÉÆvÉÒiÉ ¦É±ÉÆ¤ÉÒiÉ ±ÉäJÉÉ +ÉIÉä{É +ºÉ±ªÉÉºÉ iªÉÉSÉÉ iÉ{ÉÊ¶É±É ¨ÉÉhªÉiÉäSªÉÉ ÎºlÉiÉÒ
12 | ¦É±ÉÆ¤ÉÒiÉ xªÉÉªÉ±ÉªÉÒxÉ ¦ÉEò®úhÉÉºÉ ªÉÉ iÉ{ÉÊ¶É±É ºÉoù¹ªÉ ÊºÉlÉiÉÒ
13 | {ÉÊ®ú. 6 ¨ÉvÉÒ±É ´ÉÉføÒ´É ¤Énù±ÉÉSªÉÉ ºÉ´ÉÇ ¤ÉÉ¤ÉÒSÉä EòÉ®úhÉ ÊxÉ½þÉªÉ Ê´ÉºiÉÞiÉ º{É¹]õÒEò®úhÉ/ ºÉ¨ÉlÉÇxÉ.
14 | EÆòjÉÉ]õnùÉ®úÉEòbÖ÷xÉ EòÉÆ½þÒ ´ÉºÉÚ±ÉÒ ¦É±ÉÆ¤ÉÒiÉ +ºÉ±ªÉÉºÉ iªÉÉ ¤Ét±ÉSÉÒ iÉ{ÉÊ¶É±É ´É ®úCEò¨É ºÉÖ. ¦É. ¨ÉÉ. ºÉÉ`öÒ Ê´ÉSÉÉ®úÉiÉ PÉäiÉ±ÉÒ ËEò´ÉÉ EòºÉä iÉä º{É¹]õÒEò®úhÉ ´ÉÉ ¨ÉvÉÒ±É ¨ÉÚ³ý EÆòjÉÉ]õnùÉ®úÉEòbÖ÷xÉ iªÉÉSªÉÉ VÉ¤ÉÉ¤ÉnùÉ®úÒ´É®ú EòÉ¨É PÉäiÉ±Éä +ºÉ±ªÉÉºÉ iªÉÉ ¤Ét±ÉSÉä ´ÉºÉÚ±ÉÒ EÆòjÉÉ]õnùÉ®úÉ ¤ÉÉ¤ÉiÉÒiÉ Eäò±Éä±ªÉÉ ¨ÉÉMÉhªÉÉ ¦ÉÊiÉ, ¨ÉÉ. ªÉähÉÉ®úÒ ´ÉºÉÚ±ÉÒ EòÉ¨ÉÉ¶ÉÒ ºÉÆ¤ÉÆvÉÒiÉ {É®ÆúiÉÚ Ê¶É´ÉÉªÉ xªÉÉªÉ ¦ÉÊ´É¹]õ ¦ÉEò®úhÉÉiÉÒ±É EÆòjÉÉ]õõnùÉ®úú ´É ¨ÉvÉÒ±É iªÉÉSÉÉ +ÆiÉ¦ÉÚÇiÉ ®úÉ½þÒ±É.
={É +Ê¦ÉªÉÆiÉÉ |  | EòÉªÉÇEòÉ®úÒ +Ê¦ÉªÉÆiÉÉ
ºÉÉ.¤ÉÉÆ. ={ÉÊ´É¦ÉÉMÉ ………….. |  | ºÉÉ.¤ÉÉÆ.Ê´É¦ÉÉMÉ ……..

## ABST-ANLY (hidden)
NAME OF WORK :- PROPOSED CONSTRUCTION OF WAREHOUSE SHED FOE MALLESHWAR AGRO PRODUCER CO LTD IN SY NO. 88/2 AT POST SHELGAON, TQ. CHAKUR, DIST. LATUR.
ABSTRACT OF ANALYSIS OF EXCESS
Sr.No | Particular | Excess | Less
i. | Due to unavoidable causes
ii. | Excess due to Change in DSR
iii. | Excess/Saving due to Change accepted higher / lower tender.
iv. | Excess due to Variuation in rates for land acquistion.
Other unavoidable reasons.
i. Change in Scope
ii. Increase in length
Total Rs.
v. | General Remark on the abstract the above excess of Rs. 12.10 Lakhs on the Administrative approval due to increased in scope and length.

## FORM-63 (hidden)
NAME OF WORK :- PROPOSED CONSTRUCTION OF WAREHOUSE SHED FOE MALLESHWAR AGRO PRODUCER CO LTD IN SY NO. 88/2 AT POST SHELGAON, TQ. CHAKUR, DIST. LATUR.
| Form 63 (P.W.401) | Refered in Paragraph 10.7.77
(Reverse)
| Division:- | P.W.Division ___________
1. Expenditure
2. Excess
3. Date of commencement
| 4. Date of Completion | --
5. Explanation for Exces
(Reverse)
| Name of work:- | #REF!
“Major head”
“Minor head”
| Detailed head of Classification | --
| Reference to Last Schedule docket | --

## EXCESS-AA (hidden)
NAME OF WORK :- PROPOSED CONSTRUCTION OF WAREHOUSE SHED FOE MALLESHWAR AGRO PRODUCER CO LTD IN SY NO. 88/2 AT POST SHELGAON, TQ. CHAKUR, DIST. LATUR.
ANALYSIS SHEET OF THE EXCESS OVER ADMINISTRATIVE APPROVED ESTIMATE
Sr.no. | Name of work | Cost of A.A. | Cost of Revised Estimate | Excessover Administrative approval | [7 empty] | Remarks
|  |  |  | Excessover Administrative approval |  |  |  | Excess due to avoidable causes
|  |  |  | Higher tender | Change in DSR | Change in in land cost | Other causes | Change in project | Survey & investigation | Omission of item | Other causes
1 | 2 | 3 | 4 | 5 | 6 | 7 | 8 | 9 | 10 | 11 | 12 | 13
1 | #REF!

## COMPARATIVE (hidden)
NAME OF WORK :- PROPOSED CONSTRUCTION OF WAREHOUSE SHED FOE MALLESHWAR AGRO PRODUCER CO LTD IN SY NO. 88/2 AT POST SHELGAON, TQ. CHAKUR, DIST. LATUR.
COMPARATIVE STATEMENT
Sr. No. | Item of work | As per sanctioned Administrative approval |  |  | As per Technical sanction |  |  |  | As per work done |  |  | Less | Excess | Remark
|  | Quantity | Rate | Amount | Quantity | Rate | Unit | Amount | Quantity | Rate | Amount
1 | 2 | 3 | 4 | 5 | 6 | 7 | 8 | 9 | 10 | 11 | 12 | 13 | 14 | 15